## standard_lab_units_by_loinc
loinc_code | lab_unit_counts | primary_unit | primary_unit_concept_id | target_unit_concept_id | lab_type | eq_mol | molar_mass | min | max | generate_binary | generate_categorical | generate_numeric | var_abbrev | measurement_concept_id
10010-7 | {"UG/DL": 1081} | UG/DL | 8837 | 8837 | [9 empty] | 3010547
100434-0 | {} | [12 empty] | 1761448
1006-6 | {} | [12 empty] | 3021888
100694-9 | {} | [12 empty] | 1761470
100695-6 | {} | [12 empty] | 1761578
1007-4 | {} | [12 empty] | 3022907
100706-1 | {} | [12 empty] | 1761869
1021-5 | {} | [12 empty] | 3005480
10327-5 | {"% EOS": 2} | % EOS | 9222 | 9222 | [9 empty] | 3020688
10328-3 | {"%": 1} | % | 8554 | 8554 | [9 empty] | 3036663
10331-7 | {} | [12 empty] | 3003310
10333-3 | {} | [12 empty] | 3023410
10334-1 | {"U/ML": 10643, "UNIT/ML": 26} | U/ML | 8763 | 8763 | [9 empty] | 3037551
10335-8 | {} | [12 empty] | 3038077
10338-2 | {"MCG/L": 1} | MCG/L | 8748 | 8748 | [9 empty] | 3012712
10341-6 | {} | [12 empty] | 3033906
10343-2 | {"NG/ML": 8} | NG/ML | 8842 | 8842 | [9 empty] | 3022737
10352-3 | {} | [12 empty] | 3018069
10353-1 | {} | [12 empty] | 3018624
10354-9 | {} | [12 empty] | 3014320
10359-8 | {"TITER": 1} | TITER | 8525 | 8525 | [9 empty] | 3023015
10360-6 | {"U/ML": 13, "EU": 13} | U/ML | 8763 | 8763 | [9 empty] | 3015218
10362-2 | {} | [12 empty] | 3016278
10365-5 | {"NG/ML": 5825} | NG/ML | 8842 | 8842 | [9 empty] | 3006028
10366-3 | {"NG/ML": 39} | NG/ML | 8842 | 8842 | [9 empty] | 3025911
10368-9 | {"UG/DL": 253, "MCG/DL": 6} | UG/DL | 8837 | 8837 | [9 empty] | 3028406
10374-7 | {} | [12 empty] | 3023873
10378-8 | {} | [12 empty] | 3011987
10380-4 | {} | [12 empty] | 3024783
10381-2 | {} | [12 empty] | 3025616
10384-6 | {} | [12 empty] | 3005902
10413-3 | {} | [12 empty] | 3034206
10438-0 | {} | [12 empty] | 3026213
10449-7 | {"MG/DL": 18} | MG/DL | 8840 | 8840 | GLUCOSE_post | [8 empty] | 3026071
10466-1 | {"MMOL/L": 3429021, "RATIO": 11780} | MMOL/L | 8753 | 8753 | Anion Gap |  |  | 1 | 40 |  |  | 1 | serum_anion_gap | 3021391
10501-5 | {"MIU/ML": 12693} | MIU/ML | 9550 | 9550 | [9 empty] | 3009214
10524-7 | {} | [12 empty] | 3025378
10535-3 | {"NG/ML": 8170, "MCG/L": 167} | NG/ML | 8842 | 8748 | [9 empty] | 3011335
10539-5 | {"NG/ML": 271, "MCG/ML": 1} | NG/ML | 8842 | 8842 | [9 empty] | 3005289
10540-3 | {"NG/ML": 139, "MCG/ML": 1} | NG/ML | 8842 | 8842 | [9 empty] | 3009909
10634-4 | {"%": 73, "%MEAN NORMAL": 39} | % | 8554 | 8604 | [9 empty] | 3023659
10656-7 | {} | [12 empty] | 3014787
10659-1 | {} | [12 empty] | 3006578
10672-4 | {} | [12 empty] | 3006108
10701-1 | {} | [12 empty] | 3020389
10704-5 | {} | [12 empty] | 3003327
10723-5 | {} | [12 empty] | 3009382
10724-3 | {} | [12 empty] | 3013196
10728-4 | {} | [12 empty] | 3014856
10753-2 | {} | [12 empty] | 3024796
10834-0 | {"G/DL": 1348707, "GM/DL": 398182, "G/DL (CALC)": 340138, "G/DL(CALC)": 50} | G/DL | 8713 | 8950 | [9 empty] | 3027970
10835-7 | {"MG/DL": 33, "NMOL/L": 14} | MG/DL | 8840 | 8736 | [9 empty] | 3013861
10839-9 | {"PG/ML": 260931, "NG'ML": 96897, "NG/ML": 10493, "NG/L": 3078} | PG/ML | 8845 | 8842 | TROPONIN_I |  |  |  | 48 |  |  | 1 | serum_tropI | 3021337
10843-1 | {} | [12 empty] | 3002371
10851-4 | {} | [12 empty] | 3023207
10853-0 | {} | [12 empty] | 3000246
10860-5 | {} | [12 empty] | 3003476
10882-9 | {"UG/DL": 16, "MCG/L": 5} | UG/DL | 8837 | 8748 | [9 empty] | 3017193
10885-2 | {"MCG/24 H": 16} | MCG/24 H | 8906 | 8906 | [9 empty] | 3014521
10886-0 | {"NG/ML": 10772} | NG/ML | 8842 | 8842 | [9 empty] | 3005013
10894-4 | {} | [12 empty] | 3006422
10896-9 | {} | [12 empty] | 3025574
10897-7 | {} | [12 empty] | 3026648
10898-5 | {} | [12 empty] | 3027499
10899-3 | {} | [12 empty] | 3028324
10900-9 | {} | [12 empty] | 3006453
10904-1 | {} | [12 empty] | 3026905
10905-8 | {} | [12 empty] | 3013418
10906-6 | {} | [12 empty] | 3027639
10907-4 | {} | [12 empty] | 3009249
10921-5 | {"KU/L": 86} | KU/L | 8810 | 8810 | [9 empty] | 3018966
10928-0 | {"KU/L": 1} | KU/L | 8810 | 8810 | [9 empty] | 3001125
10933-0 | {"KU/L": 1} | KU/L | 8810 | 8810 | [9 empty] | 3003216
10940-5 | {"KU/L": 1} | KU/L | 8810 | 8810 | [9 empty] | 3001679
10946-2 | {"KU/L": 1} | KU/L | 8810 | 8810 | [9 empty] | 3013040
10954-6 | {"KU/L": 24} | KU/L | 8810 | 8810 | [9 empty] | 3017497
10975-1 | {"NG/ML": 16} | NG/ML | 8842 | 8842 | [9 empty] | 3027911
10976-9 | {"NG/ML": 646} | NG/ML | 8842 | 8842 | [9 empty] | 3028741
10987-6 | {"MCG/ML": 6} | MCG/ML | 8859 | 8859 | [9 empty] | 3009736
10989-2 | {"MCG/ML": 5657, "UG/ML": 563} | MCG/ML | 8859 | 8859 | [9 empty] | 3019885
10992-6 | {"NG/ML": 67, "MCG/L": 12} | NG/ML | 8842 | 8748 | [9 empty] | 3012984
10998-3 | {"NG/ML": 9942} | NG/ML | 8842 | 8842 | [9 empty] | 3000068
11001-5 | {"MCG/ML": 19} | MCG/ML | 8859 | 8859 | [9 empty] | 3015339
11006-4 | {} | [12 empty] | 3004072
11011-4 | {"IU/ML": 25998, "[IU]/ML": 516, "LOG IU/ML": 429, "LOG IU": 281, "NO PREFERRED UNIT": 4, "COPIES/ML": 2} | IU/ML | 8985 | 8799 | [9 empty] | 3018447
11024-7 | {"MCG/L": 1} | MCG/L | 8748 | 8748 | [9 empty] | 3026900
11031-2 | {"%": 12393} | % | 8554 | 8554 | [9 empty] | 3028079
11034-6 | {"NMOL/L": 1282} | NMOL/L | 8736 | 8736 | [9 empty] | 3010454
11038-7 | {"MG/L": 4845} | MG/L | 8751 | 8751 | [9 empty] | 3005244
11040-3 | {"UG/L": 451} | UG/L | 8748 | 8748 | [9 empty] | 3011072
11043-7 | {} | [12 empty] | 3023504
11046-0 | {"UG/L": 673, "UG/D": 92} | UG/L | 8748 | 8906 | [9 empty] | 3003813
11050-2 | {"MG/L": 210, "MG/DL": 86} | MG/L | 8751 | 8840 | [9 empty] | 3019812
11051-0 | {"MG/DL": 85} | MG/DL | 8840 | 8840 | [9 empty] | 3004640
11054-4 | {"(CALC)": 2521, "RATIO": 88, "RATIO UNITS": 86} | (CALC) | 8596 | 8523 | [9 empty] | 3002109
11055-1 | {"PG/ML": 1} | PG/ML | 8845 | 8845 | [9 empty] | 3035564
11060-1 | {} | [12 empty] | 3001683
11064-3 | {"MG/DL": 29682} | MG/DL | 8840 | 8840 | BUN | [6 empty] | 1 | BUN | 3034104
11071-8 | {"NG/ML": 738} | NG/ML | 8842 | 8842 | [9 empty] | 3019961
11074-2 | {"NG/ML": 117} | NG/ML | 8842 | 8842 | [9 empty] | 3017498
11075-9 | {"NG/ML": 62} | NG/ML | 8842 | 8842 | [9 empty] | 3018335
11086-6 | {} | [12 empty] | 3007023
11090-8 | {"AI": 3068, "UNITS": 120} | AI | 8478 | 8510 | [9 empty] | 3016921
11091-6 | {"PPB": 7} | PPB | 8703 | 8703 | [9 empty] | 3008339
11093-2 | {"PPB": 8} | PPB | 8703 | 8703 | [9 empty] | 3006133
11094-0 | {"PPB": 7} | PPB | 8703 | 8703 | [9 empty] | 3026766
11095-7 | {"PPB": 6, "NG/ML": 1} | PPB | 8703 | 8703 | [9 empty] | 3027608
11096-5 | {"PPB": 7} | PPB | 8703 | 8703 | [9 empty] | 3028742
11097-3 | {"PPB": 7} | PPB | 8703 | 8703 | [9 empty] | 3024379
11099-9 | {"PPB": 7} | PPB | 8703 | 8703 | [9 empty] | 3010816
11125-2 | {} | [12 empty] | 3003214
11135-1 | {} | [12 empty] | 3033870
11139-3 | {"UG/G CRT": 158} | UG/G CRT | 9014 | 9014 | [9 empty] | 3011933
11141-9 | {"MG/G CREAT": 32} | MG/G CREAT | 9017 | 9017 | [9 empty] | 3034533
11144-3 | {"MG/L": 2} | MG/L | 8751 | 8751 | [9 empty] | 3013949
11145-0 | {"MG/G CREAT": 105} | MG/G CREAT | 9017 | 9017 | [9 empty] | 3012601
11146-8 | {"UG/MG CREAT": 2} | UG/MG CREAT | 9072 | 9072 | [9 empty] | 3017788
11156-7 | {} | [12 empty] | 3008757
11158-3 | {} | [12 empty] | 3007098
11161-7 | {"KU/L": 2} | KU/L | 8810 | 8810 | [9 empty] | 3016377
11175-7 | {"KU/L": 3} | KU/L | 8810 | 8810 | [9 empty] | 3025338
11183-1 | {"KU/L": 47} | KU/L | 8810 | 8810 | [9 empty] | 3027306
11197-1 | {"KU/L": 2} | KU/L | 8810 | 8810 | [9 empty] | 3002893
11215-1 | {"MG/L": 34} | MG/L | 8751 | 8751 | [9 empty] | 3036187
11221-9 | {"UG/L": 118} | UG/L | 8748 | 8748 | [9 empty] | 3036517
11228-4 | {"UG/L": 122} | UG/L | 8748 | 8748 | [9 empty] | 3016312
11230-0 | {"NG/ML": 390} | NG/ML | 8842 | 8842 | [9 empty] | 3014766
11235-9 | {"NG/ML": 117} | NG/ML | 8842 | 8842 | [9 empty] | 3004176
11246-6 | {"NG/ML": 2332} | NG/ML | 8842 | 8842 | [9 empty] | 3024741
11253-2 | {"NG/ML": 203295, "MCG/L": 19339} | NG/ML | 8842 | 8748 | [9 empty] | 3026250
11256-5 | {"UG/ML": 482, "MCG/ML": 7} | UG/ML | 8859 | 8859 | [9 empty] | 3013281
11257-3 | {"MCG/ML": 290, "UG/ML": 158} | MCG/ML | 8859 | 8859 | [9 empty] | 3011003
11258-1 | {"IU/ML": 783} | IU/ML | 8985 | 8985 | [9 empty] | 3014700
11259-9 | {} | [12 empty] | 3021125
11268-0 | {} | [12 empty] | 3000924
11273-0 | {} | [12 empty] | 3023451
11277-1 | {"/HPF": 144158} | /HPF | 8786 | 8786 | [9 empty] | 3001008
11279-7 | {} | [12 empty] | 3036005
11281-3 | {} | [12 empty] | 3003424
11329-0 | {} | [12 empty] | 3011309
11449-6 | {} | [12 empty] | 3018899
11483-5 | {} | [12 empty] | 3012202
11488-4 | {} | [12 empty] | 3020785
11502-2 | {} | [12 empty] | 3005055
11526-1 | {} | [12 empty] | 3008122
11545-1 | {} | [12 empty] | 3027744
11555-0 | {"MMOL/L": 2} | MMOL/L | 8753 | 8753 | BASE_EXCESS | 1 | [7 empty] | 3012501
11556-8 | {"MMHG": 11619, "MM HG": 16} | MMHG | 8876 | 8876 | PO2A | [8 empty] | 3027315
11557-6 | {"MMHG": 10441, "MM HG": 23} | MMHG | 8876 | 8876 | PCO2A | [8 empty] | 3013290
11559-2 | {"%": 44} | % | 8554 | 8554 | [9 empty] | 3014646
11561-8 | {"% INHIBITION": 250, "%": 227, "% INHIBIT": 65, "% OF INHIBITION": 23} | % INHIBITION | 8738 | 8738 | [9 empty] | 3013393
11562-6 | {"% INHIBITION": 257, "% BINDING INHIB": 60, "%": 30} | % INHIBITION | 8738 | 8554 | [9 empty] | 3027674
11565-9 | {"AU/ML": 1584, "AI": 508} | AU/ML | 8763 | 8478 | [9 empty] | 3015302
11572-5 | {"IU/ML": 17573} | IU/ML | 8985 | 8985 | [9 empty] | 3021614
11573-3 | {"U": 215} | U | 8510 | 8510 | [9 empty] | 3022632
11579-0 | {"UIU/ML": 6172, "MIU/L": 1657, "MCINTUNIT/ML": 105, "MCIU/ML": 1} | UIU/ML | 9093 | 9093 | [9 empty] | 3019762
11580-8 | {"UIU/ML": 40859, "MCIU/ML": 2, "NO PREFERRED UNIT": 1, "MCINTUNIT/ML": 1} | UIU/ML | 9093 | 9093 | [9 empty] | 3019170
11584-0 | {} | [12 empty] | 3001943
1159-3 | {} | [12 empty] | 3005186
11597-2 | {} | [12 empty] | 3015378
116-4 | {"MCG/ML": 19} | MCG/ML | 8859 | 8859 | [9 empty] | 3000520
1165-0 | {} | [12 empty] | 3005222
117-2 | {} | [12 empty] | 3003775
11878-6 | {} | [12 empty] | 3002549
11882-8 | {} | [12 empty] | 3000230
11884-4 | {"WEEKS": 3888, "WEEK": 717} | WEEKS | 8511 | 8511 | [9 empty] | 3002209
11957-8 | {"MM": 3206} | MM | 8588 | 8588 | [9 empty] | 3001951
12-5 | {"MCG/ML": 20} | MCG/ML | 8859 | 8859 | [9 empty] | #N/A
12146-7 | {"MM": 3208} | MM | 8588 | 8588 | [9 empty] | 3005033
12173-1 | {"U/L": 1} | U/L | 8645 | 8645 | [9 empty] | 3009383
12179-8 | {"%": 1} | % | 8554 | 8554 | [9 empty] | 3008839
12187-1 | {"%": 226, "% OF TOTAL": 1} | % | 8554 | 8554 | [9 empty] | 3007150
12190-5 | {"MG/DL": 4292} | MG/DL | 8840 | 8840 | [9 empty] | 3016662
12191-3 | {"MG/DL": 4} | MG/DL | 8840 | 8840 | [9 empty] | 3016647
12201-0 | {} | [12 empty] | 3026142
12208-5 | {"%": 1} | % | 8554 | 8554 | [9 empty] | 3018948
12209-3 | {"%": 55} | % | 8554 | 8554 | [9 empty] | 3022231
12210-1 | {"% EOS": 532, "%": 156} | % EOS | 9222 | 8554 | [9 empty] | 3024408
12228-3 | {"MG/DL": 1815} | MG/DL | 8840 | 8840 | [9 empty] | 3000637
12229-1 | {} | [12 empty] | 3037871
12230-9 | {"%": 55} | % | 8554 | 8554 | [9 empty] | 3005087
12234-1 | {"%": 1} | % | 8554 | 8554 | [9 empty] | 3000598
12235-8 | {} | [12 empty] | 3038224
12238-2 | {"%": 58} | % | 8554 | 8554 | [9 empty] | 3019947
12241-6 | {} | [12 empty] | 3019419
12250-7 | {"%": 125} | % | 8554 | 8554 | [9 empty] | 3000012
12262-2 | {} | [12 empty] | 3016719
12264-8 | {"MG/DL": 24} | MG/DL | 8840 | 8840 | [9 empty] | 3050920
12272-1 | {} | [12 empty] | 3006753
12286-1 | {} | [12 empty] | 3011288
12288-7 | {} | [12 empty] | 3021108
12293-7 | {"NG/ML": 2326} | NG/ML | 8842 | 8842 | [9 empty] | 3015883
12307-5 | {"MCG/ML": 1} | MCG/ML | 8859 | 8859 | [9 empty] | 3033668
12308-3 | {"NG/ML": 32} | NG/ML | 8842 | 8842 | [9 empty] | 3034223
12312-5 | {"MCG/ML": 1} | MCG/ML | 8859 | 8859 | [9 empty] | 3001394
12327-3 | {"NG/ML": 1} | NG/ML | 8842 | 8842 | [9 empty] | 3015529
12347-1 | {} | [12 empty] | 3025106
12361-2 | {} | [12 empty] | 3028078
12375-2 | {"NG/ML": 20} | NG/ML | 8842 | 8842 | [9 empty] | 3000310
12382-8 | {"NG/ML": 2917} | NG/ML | 8842 | 8842 | [9 empty] | 3004308
12386-9 | {"NG/ML": 10} | NG/ML | 8842 | 8842 | [9 empty] | 3036912
12388-5 | {"MCG/ML": 2} | MCG/ML | 8859 | 8859 | [9 empty] | 3038046
12443-8 | {"NG/ML": 10} | NG/ML | 8842 | 8842 | [9 empty] | 3014048
12444-6 | {"NG/ML": 10} | NG/ML | 8842 | 8842 | [9 empty] | 3022542
12480-0 | {"U/L": 356} | U/L | 8645 | 8645 | [9 empty] | 3009991
12481-8 | {"UG/L": 70} | UG/L | 8748 | 8748 | [9 empty] | 3013494
1250-0 | {} | [12 empty] | 3004592
12512-0 | {"RATIO": 6} | RATIO | 8523 | 8523 | [9 empty] | 3010965
12515-3 | {"NG/ML": 8778} | NG/ML | 8842 | 8842 | [9 empty] | 3013735
12556-7 | {"MCG/DL": 87, "UG/ML": 81} | MCG/DL | 8837 | 8837 | [9 empty] | 3015239
12598-9 | {} | [12 empty] | 3000910
12602-9 | {"NG/ML": 1483} | NG/ML | 8842 | 8842 | [9 empty] | 3021332
12610-2 | {"MG/DL": 629} | MG/DL | 8840 | 8840 | [9 empty] | 3000845
12611-0 | {} |  |  | 8840 | GLUCOSE_post | [8 empty] | 3003541
12615-1 | {"MG/DL": 36} | MG/DL | 8840 | 8840 | [9 empty] | 3035125
12616-9 | {"MG/DL": 36} | MG/DL | 8840 | 8840 | [9 empty] | 3035352
12617-7 | {"MG/DL": 36} | MG/DL | 8840 | 8840 | [9 empty] | 3035858
12618-5 | {"MG/DL": 4} | MG/DL | 8840 | 8840 | [9 empty] | 3009397
12638-3 | {"MG/DL": 4} | MG/DL | 8840 | 8840 | [9 empty] | 3006887
12646-6 | {"MG/DL": 629} | MG/DL | 8840 | 8840 | [9 empty] | 3025232
12648-2 | {} | [12 empty] | 3025113
12710-0 | {} | [12 empty] | 3015697
12722-5 | {"NG/ML": 175} | NG/ML | 8842 | 8842 | [9 empty] | 3007483
12723-3 | {"NG/ML": 9} | NG/ML | 8842 | 8842 | [9 empty] | 3006471
12729-0 | {"PG/ML": 102} | PG/ML | 8845 | 8845 | [9 empty] | 3027661
12736-5 | {"NG/ML": 21} | NG/ML | 8842 | 8842 | [9 empty] | 3009931
12782-9 | {} | [12 empty] | 3012901
12786-0 | {"NG/ML": 1} | NG/ML | 8842 | 8842 | [9 empty] | 3015430
12787-8 | {"NG/ML": 1} | NG/ML | 8842 | 8842 | [9 empty] | 3008878
12788-6 | {"NG/ML": 21} | NG/ML | 8842 | 8842 | [9 empty] | 3007590
12789-4 | {"NG/ML": 1} | NG/ML | 8842 | 8842 | [9 empty] | 3007044
12841-3 | {"% (CALC)": 4751, "%(CALC)": 3520, "%": 2384} | % (CALC) | 44777555 | 44777555 | [9 empty] | 3001784
12851-2 | {} | [12 empty] | 3035956
12853-8 | {} | [12 empty] | 3009996
12854-6 | {"SI": 56} | SI | 0 | [10 empty] | 3013511
12856-1 | {} | [12 empty] | 3008121
12859-5 | {} | [12 empty] | 3008716
12872-8 | {"THOU/CU MM": 1265, "THOU/CUMM": 522, "X10E3/UL": 257} | THOU/CU MM | 8848 | 8848 | [9 empty] | 3004040
12914-8 | {"%": 1} | % | 8554 | 8554 | [9 empty] | 3001294
12916-3 | {"NMOL/L/SEC": 1} | NMOL/L/SEC | 8955 | 8955 | [9 empty] | 3034849
12920-5 | {"MG/DL": 2} | MG/DL | 8840 | 8840 | [9 empty] | 3001492
12961-9 | {"MG/DL": 126} | MG/DL | 8840 | 8840 | BUN | [6 empty] | 1 | BUN | 3026617
12962-7 | {"MG/DL": 138} | MG/DL | 8840 | 8840 | BUN | [6 empty] | 1 | BUN | 3027219
12963-5 | {"MG/DL": 113} | MG/DL | 8840 | 8840 | BUN | [6 empty] | 1 | BUN | 3010335
12967-6 | {"MG/DL": 34} | MG/DL | 8840 | 8840 | BUN_UR_24H | [8 empty] | 3015608
12998-1 | {"MCG/ML": 11} | MCG/ML | 8859 | 8859 | [9 empty] | 3012709
13-3 | {} | [12 empty] | 3001950
13000-5 | {"G/L": 1} | G/L | 8636 | 8636 | [9 empty] | 3006198
13002-1 | {"MCG/ML": 2} | MCG/ML | 8859 | 8859 | [9 empty] | 3028206
13008-8 | {"MCG/ML": 2} | MCG/ML | 8859 | 8859 | [9 empty] | 3013746
13010-4 | {"MCG/ML": 2} | MCG/ML | 8859 | 8859 | [9 empty] | 3025345
13011-2 | {"MCG/ML": 1} | MCG/ML | 8859 | 8859 | [9 empty] | 3011881
13012-0 | {"MCG/ML": 2} | MCG/ML | 8859 | 8859 | [9 empty] | 3026718
13013-8 | {"MCG/ML": 2} | MCG/ML | 8859 | 8859 | [9 empty] | 3012319
13014-6 | {"MCG/ML": 2} | MCG/ML | 8859 | 8859 | [9 empty] | 3010038
13015-3 | {"MCG/ML": 2} | MCG/ML | 8859 | 8859 | [9 empty] | 3010022
13025-2 | {"MCG/ML": 1} | MCG/ML | 8859 | 8859 | [9 empty] | 3000132
13046-8 | {"%": 30712, "/UL": 9345} | % | 8554 | 8554 | Lymphocytes_per | [8 empty] | 3013498
13047-6 | {"%": 925, "/UL": 471} | % | 8554 | 8647 | [9 empty] | 3018718
1305-2 | {} | [12 empty] | 3010483
13050-0 | {"BU": 15} | BU | 9271 | 9271 | [9 empty] | 3037430
13068-2 | {} | [12 empty] | 3024536
13069-0 | {"U/ML": 517, "APS UNITS": 40, "APS IGA": 33} | U/ML | 8763 | 8763 | [9 empty] | 3025066
13076-5 | {"U/ML": 208} | U/ML | 8763 | 8763 | [9 empty] | 3026566
13077-3 | {"U/ML": 208} | U/ML | 8763 | 8763 | [9 empty] | 3012800
13078-1 | {"U/ML": 208} | U/ML | 8763 | 8763 | [9 empty] | 3027933
13079-9 | {"U/ML": 1} | U/ML | 8763 | 8763 | [9 empty] | 3013588
13080-7 | {"U/ML": 1} | U/ML | 8763 | 8763 | [9 empty] | 3021425
13081-5 | {"U/ML": 1} | U/ML | 8763 | 8763 | [9 empty] | 3026623
13087-2 | {"UNITS/ML": 3} | UNITS/ML | 8763 | 8763 | [9 empty] | 3015615
1314-4 | {} | [12 empty] | 3023524
13175-5 | {"U/ML": 14} | U/ML | 8763 | 8763 | [9 empty] | 3004595
13183-9 | {"KU/L": 769} | KU/L | 8810 | 8810 | [9 empty] | 3002750
13203-5 | {} | [12 empty] | 3015707
13210-0 | {} | [12 empty] | 3017442
13216-7 | {"INDEX": 1} | INDEX | -1 | -1 | [9 empty] | 3006482
13226-6 | {} | [12 empty] | 3027812
13227-4 | {"IU/ML": 40} | IU/ML | 8985 | 8985 | [9 empty] | 3028339
13228-2 | {} | [12 empty] | 3024298
13230-8 | {} | [12 empty] | 3026481
13231-6 | {} | [12 empty] | 3027861
13238-1 | {} | [12 empty] | 3022222
13248-0 | {} | [12 empty] | 3004347
13249-8 | {} | [12 empty] | 3003237
13266-2 | {} | [12 empty] | 3035028
13267-0 | {} | [12 empty] | 3020230
13273-8 | {} | [12 empty] | 3035892
13283-7 | {} | [12 empty] | 3008976
13284-5 | {} | [12 empty] | 3015810
13285-2 | {} | [12 empty] | 3016111
13290-2 | {} | [12 empty] | 3016466
13298-5 | {} | [12 empty] | 3024471
13299-3 | {} | [12 empty] | 3025311
13316-5 | {} | [12 empty] | 3023601
13317-3 | {} | [12 empty] | 3019902
13327-2 | {} | [12 empty] | 3002962
13333-0 | {"%": 643} | % | 8554 | 8554 | [9 empty] | 3002911
13337-1 | {"%": 639, "/UL": 7} | % | 8554 | 8647 | [9 empty] | 3034801
13338-9 | {"%": 5} | % | 8554 | 8554 | [9 empty] | 3035314
13344-7 | {"%": 639} | % | 8554 | 8554 | [9 empty] | 3035964
13348-8 | {} | [12 empty] | 3018726
13358-7 | {"HOURS": 7053} | HOURS | 8505 | 8505 | [9 empty] | 3016617
13359-5 | {} | [12 empty] | 3004150
13362-9 | {"HOURS": 21159, "HRS": 815, "MIN": 26, "H": 13} | HOURS | 8505 | 8505 | [9 empty] | 3016750
13363-7 | {"H": 107} | H | 8505 | 8505 | [9 empty] | 3017294
134-7 | {} | [12 empty] | 3038086
13438-7 | {} | [12 empty] | 3007822
13440-3 | {} | [12 empty] | 3017704
13457-7 | {"MG/DL": 445052, "MG/DL (CALC)": 186195, "NMOL/L": 3} | MG/DL | 8840 | 8736 | [9 empty] | 3028288
13458-5 | {"MG/DL": 52663} | MG/DL | 8840 | 8840 | [9 empty] | 3009596
13463-5 | {"MCG/G CREAT": 34, "UG/G CREAT": 10, "MCG/G CR": 3} | MCG/G CREAT | 9014 | 9014 | [9 empty] | 3023978
13464-3 | {"MCG/G CR": 1} | MCG/G CR | 9014 | 9014 | [9 empty] | 3010509
13465-0 | {"MCG/G CREAT": 34, "UG/G CREAT": 9, "MCG/G CR": 1} | MCG/G CREAT | 9014 | 9014 | [9 empty] | 3010811
13466-8 | {"MCG/G CREAT": 35, "UG/G CREAT": 4} | MCG/G CREAT | 9014 | 9014 | [9 empty] | 3016522
13469-2 | {"MCG/G CREAT": 33} | MCG/G CREAT | 9014 | 9014 | [9 empty] | 3023484
13471-8 | {"MCG/G CREAT": 33} | MCG/G CREAT | 9014 | 9014 | [9 empty] | 3011702
13474-2 | {"MG/G CREAT": 27} | MG/G CREAT | 9017 | 9017 | [9 empty] | 3023557
13484-1 | {"RATIO": 7} | RATIO | 8523 | 8523 | [9 empty] | 3003326
13496-5 | {"%": 52, "RATIO": 6} | % | 8554 | 8523 | [9 empty] | 3022746
13499-9 | {} | [12 empty] | 3016870
13500-4 | {} | [12 empty] | 3038080
13502-0 | {} | [12 empty] | 3021532
13503-8 | {} | [12 empty] | 3012404
13506-1 | {"MG/DL": 140} | MG/DL | 8840 | 8840 | [9 empty] | 3017116
13516-0 | {"%": 2208} | % | 8554 | 8554 | [9 empty] | 3007458
13532-7 | {"NONE": 2} | NONE | 0 | [10 empty] | 3027572
13576-4 | {"NG/ML": 16} | NG/ML | 8842 | 8842 | [9 empty] | 3012868
13590-5 | {"RATIO": 127} | RATIO | 8523 | 8523 | [9 empty] | 3008561
13606-9 | {"MG/DL": 2} | MG/DL | 8840 | 8840 | [9 empty] | 3024047
13622-6 | {"MCG/ML": 16} | MCG/ML | 8859 | 8859 | [9 empty] | 3010366
13629-1 | {"PG/ML": 184} | PG/ML | 8845 | 8845 | [9 empty] | 3001804
13636-6 | {"AI": 328, "AU/ML": 123, "EIA UNITS": 1} | AI | 8478 | 8478 | [9 empty] | 3001199
13655-6 | {} | [12 empty] | 3014441
13658-0 | {"EU/DL": 77419, "E.U./DL": 160, "E.U/DL": 8, "E.U.DL": 4, "E.U / DL": 2, "MG/DL": 2, "E.U. /DL": 1, "NEGATIVE": 1, "E.U./ DL": 1, "E.U>/DL": 1, "DL": 1, "NEG": 1, "E.U//DL": 1, "E.U/ DL": 1} | EU/DL | 8829 | 8840 | [9 empty] | 3016360
13660-6 | {"PG/ML": 18} | PG/ML | 8845 | 8845 | [9 empty] | 3012070
13661-4 | {"TITER": 2} | TITER | 8525 | 8525 | [9 empty] | 3015334
13662-2 | {"TITER": 2} | TITER | 8525 | 8525 | [9 empty] | 3008618
13663-0 | {"TITER": 1} | TITER | 8525 | 8525 | [9 empty] | 3016186
13706-7 | {"U/G CREAT": 1} | U/G CREAT | 8915 | 8915 | [9 empty] | 3002920
13717-4 | {"MG/G CREAT": 2232} | MG/G CREAT | 9017 | 9017 | CACR_R_UR_24H | [8 empty] | 3035982
13722-4 | {"MG/G": 121, "MG/G CREAT": 15} | MG/G | 8723 | 9017 | [9 empty] | 3036325
13728-1 | {"MG/G CREAT": 39} | MG/G CREAT | 9017 | 9017 | [9 empty] | 3009119
13733-1 | {"UG/G CRT": 312, "UG/G CREAT": 43, "MCG/G CR": 22} | UG/G CRT | 9014 | 9014 | [9 empty] | 3015397
13734-9 | {"UG/G CRT": 220, "UG/G CREAT": 42, "MCG/G CR": 11} | UG/G CRT | 9014 | 9014 | [9 empty] | 3008612
13735-6 | {"MCG/G CR": 23} | MCG/G CR | 9014 | 9014 | [9 empty] | 3016767
13771-1 | {"UG/MG CREAT": 204, "MCG/G CR": 38, "UG/MGCREAT": 1} | UG/MG CREAT | 9072 | 9014 | [9 empty] | 3011452
13776-0 | {"MMOL/MOL CRT": 4} | MMOL/MOL CRT | 9019 | 9019 | [9 empty] | 3019142
13781-0 | {"MCG/G CR": 2} | MCG/G CR | 9014 | 9014 | [9 empty] | 3019871
13782-8 | {"UG/G CRT": 312, "UG/G CREAT": 43, "MCG/G CR": 23, "UG/G": 8} | UG/G CRT | 9014 | 8720 | [9 empty] | 3019797
13783-6 | {"MCG/G CR": 38} | MCG/G CR | 9014 | 9014 | [9 empty] | 3005474
13788-5 | {"MG/G CREAT": 257} | MG/G CREAT | 9017 | 9017 | [9 empty] | 3037282
13790-1 | {} | [12 empty] | 3000058
13795-0 | {"MG/G CREAT": 13} | MG/G CREAT | 9017 | 9017 | [9 empty] | 3033868
13797-6 | {"MG/G CREAT": 26} | MG/G CREAT | 9017 | 9017 | [9 empty] | 3022454
13801-6 | {"MG/G CREAT": 4406, "MG/MG CREAT": 1984, "MG/GCREAT": 1} | MG/G CREAT | 9017 | 9017 | UPCR | [8 empty] | 3037791
13820-6 | {"MG/G CREAT": 270} | MG/G CREAT | 9017 | 9017 | [9 empty] | 3014269
13824-8 | {"UG/G CRT": 270} | UG/G CRT | 9014 | 9014 | [9 empty] | 3006508
13825-5 | {"UG/G CREAT": 1} | UG/G CREAT | 9014 | 9014 | [9 empty] | 3022646
13828-9 | {"UG/G CREAT": 4} | UG/G CREAT | 9014 | 9014 | [9 empty] | 3027481
13829-7 | {"UG/G CRT": 111, "UG/G CREAT": 58, "MCG/G CR": 5, "MCG/G CREAT": 3} | UG/G CRT | 9014 | 9014 | [9 empty] | 3010913
13833-9 | {"KU/L": 2} | KU/L | 8810 | 8810 | [9 empty] | 3027297
13857-8 | {"NG/DL": 2} | NG/DL | 8817 | 8817 | [9 empty] | 3003272
13863-6 | {"NG/DL": 2} | NG/DL | 8817 | 8817 | [9 empty] | 3002983
13876-8 | {} | [12 empty] | 3009388
13909-7 | {"NG/ML": 15} | NG/ML | 8842 | 8842 | [9 empty] | 3010525
13926-1 | {"U/ML": 235, "SI": 56, "IU/ML": 19, "NMOL/L": 2} | U/ML | 8763 | 8763 | [9 empty] | 3020148
13927-9 | {"JDF UNITS": 20} | JDF UNITS | 8510 | 8510 | [9 empty] | 3005593
13928-7 | {} | [12 empty] | 3004418
13930-3 | {} | [12 empty] | 3014680
13931-1 | {} | [12 empty] | 3021117
13934-5 | {"MCG/ML": 1} | MCG/ML | 8859 | 8859 | [9 empty] | 3000101
13935-2 | {"MCG/ML": 1} | MCG/ML | 8859 | 8859 | [9 empty] | 3002989
13937-8 | {"MCG/ML": 1} | MCG/ML | 8859 | 8859 | [9 empty] | 3000604
13938-6 | {"MCG/ML": 1} | MCG/ML | 8859 | 8859 | [9 empty] | 3033615
13940-2 | {"MCG/ML": 1} | MCG/ML | 8859 | 8859 | [9 empty] | 3000844
13941-0 | {"%": 58} | % | 8554 | 8554 | [9 empty] | 3003540
13945-1 | {"/HPF": 187257} | /HPF | 8786 | 8786 | RBC_UR | [5 empty] | 1 |  | RBCUR | 3035124
13946-9 | {} | [12 empty] | 3035351
13950-1 | {} | [12 empty] | 3020316
13951-9 | {} | [12 empty] | 3035456
13952-7 | {} | [12 empty] | 3036282
13953-5 | {} | [12 empty] | 3036806
13954-3 | {} | [12 empty] | 3023378
13955-0 | {} | [12 empty] | 3013801
13956-8 | {} | [12 empty] | 3014162
13964-2 | {"NMOL/L": 6216, "UMOL/L": 1844, "NMOL/ML": 1182, "NO PREFERRED UNIT": 1} | NMOL/L | 8736 | 8749 | [9 empty] | 3016426
13965-9 | {"UMOL/L": 3752} | UMOL/L | 8749 | 8749 | [9 empty] | 3016724
13966-7 | {"UMOL/24 H": 11} | UMOL/24 H | 8907 | 8907 | [9 empty] | 3017259
13967-5 | {"NMOL/L": 6549, "MMOL/L": 30} | NMOL/L | 8736 | 8753 | [9 empty] | 3004248
13969-1 | {"NG/ML": 203338} | NG/ML | 8842 | 8842 | [9 empty] | 3005785
13971-7 | {"EU": 27} | EU | 8480 | 8480 | [9 empty] | 3017325
13980-8 | {"G/DL": 1389} | G/DL | 8713 | 8713 | [9 empty] | 3007424
13984-0 | {"%": 457} | % | 8554 | 8554 | [9 empty] | 3026018
13986-5 | {"%": 460} | % | 8554 | 8554 | APR_UR_24H | [8 empty] | 3013142
13987-3 | {"%": 510} | % | 8554 | 8554 | [9 empty] | 3027978
13988-1 | {"%": 439} | % | 8554 | 8554 | [9 empty] | 3013572
13989-9 | {"%": 510} | % | 8554 | 8554 | [9 empty] | 3011295
13990-7 | {"%": 963} | % | 8554 | 8554 | [9 empty] | 3026665
13992-3 | {"%": 981} | % | 8554 | 8554 | APR_UR | [8 empty] | 3010926
13993-1 | {"%": 910} | % | 8554 | 8554 | [9 empty] | 3028558
13994-9 | {"%": 981} | % | 8554 | 8554 | [9 empty] | 3009565
13995-6 | {"%": 910} | % | 8554 | 8554 | [9 empty] | 3010157
13997-2 | {"TITER": 99} | TITER | 8525 | 8525 | [9 empty] | 3019041
13998-0 | {"TITER": 21} | TITER | 8525 | 8525 | [9 empty] | 3022307
14003-8 | {"MM HG": 5} | MM HG | 8876 | 8876 | [9 empty] | 3011972
14019-4 | {} | [12 empty] | 3026649
14020-2 | {} | [12 empty] | 3016296
14021-0 | {} | [12 empty] | 3008253
14027-7 | {} | [12 empty] | 3024062
14030-1 | {"AI": 2070, "INDEX": 1} | AI | 8478 | 8478 | [9 empty] | 3027113
14041-8 | {"IU/L": 11} | IU/L | 8923 | 8923 | [9 empty] | 3026701
14045-9 | {"MM": 6} | MM | 8588 | 8588 | [9 empty] | 3020156
14047-5 | {"PG/ML": 8} | PG/ML | 8845 | 8845 | [9 empty] | 3005598
14054-1 | {"NG/24 HRS": 11, "NG/24 HR": 2} | NG/24 HRS | 44777624 | 44777624 | [9 empty] | 3000180
14062-4 | {"NG/DL": 677} | NG/DL | 8817 | 8817 | [9 empty] | 3002440
14067-3 | {"NG/ML": 1} | NG/ML | 8842 | 8842 | [9 empty] | 3035863
141-2 | {} | [12 empty] | 3034442
14114-3 | {"NG/DL": 1} | NG/DL | 8817 | 8817 | [9 empty] | 3012963
14115-0 | {"NM BCE/MM CREAT": 107, "NM BCE/MM CR": 47} | NM BCE/MM CREAT | 9114 | 9114 | [9 empty] | 3010391
14116-8 | {"MG/D": 771, "MG/DAY": 63} | MG/D | 8909 | 8909 | [9 empty] | 3014078
14117-6 | {"RATIO": 771} | RATIO | 8523 | 8523 | [9 empty] | 3020222
14118-4 | {"MMOL/L": 2715, "MG/DL": 177} | MMOL/L | 8753 | 8753 | Lactate | 1 | 90.08 | 0.3 | 28 |  |  | 1 | serum_lactate | 3020138
14119-2 | {} | [12 empty] | 3005662
14121-8 | {"MMOL/L": 31} | MMOL/L | 8753 | 8753 | [9 empty] | 3011048
14122-6 | {"MMOL/L": 5} | MMOL/L | 8753 | 8753 | [9 empty] | 3014971
14135-8 | {"CELLS/UL": 4461, "/UL": 2958} | CELLS/UL | 8784 | 8647 | [9 empty] | 3001405
14157-2 | {"MCG/L": 5} | MCG/L | 8748 | 8748 | [9 empty] | 3017039
14159-8 | {"MCG/DL": 2} | MCG/DL | 8837 | 8837 | [9 empty] | 3004081
14170-5 | {"NG/ML": 17} | NG/ML | 8842 | 8842 | [9 empty] | 3014519
14177-0 | {"NG/ML": 276} | NG/ML | 8842 | 8842 | [9 empty] | 3027151
14182-0 | {"%": 1168} | % | 8554 | 8554 | [9 empty] | 3026960
14192-9 | {} | [12 empty] | 3011460
14196-0 | {"CELLS/UL": 3756, "MILLION/MICROLITER": 86, "10*6/MCL": 73} | CELLS/UL | 8784 | 8784 | [9 empty] | 3023520
142-0 | {} | [12 empty] | 3022747
14207-5 | {"U/ML": 72} | U/ML | 8763 | 8763 | [9 empty] | 3001475
14208-3 | {"INDEX": 1} | INDEX | -1 | -1 | [9 empty] | 3020022
14210-9 | {} | [12 empty] | 3000304
14211-7 | {} | [12 empty] | 3003867
14212-5 | {} | [12 empty] | 3002222
14232-3 | {} | [12 empty] | 3011628
14235-6 | {"AU/ML": 308} | AU/ML | 8763 | 8763 | [9 empty] | 3017916
14241-4 | {} | [12 empty] | 3018885
14245-5 | {"U/ML": 528, "UNITS": 45, "GPS IGG": 28} | U/ML | 8763 | 8487 | [9 empty] | 3006529
14246-3 | {"U/ML": 527, "UNITS": 38, "MPS IGM": 35} | U/ML | 8763 | 8763 | [9 empty] | 3022993
14248-9 | {"TITER": 1} | TITER | 8525 | 8525 | [9 empty] | 3026369
14249-7 | {} | [12 empty] | 3026914
14251-3 | {"UNITS": 5021, "U": 543} | UNITS | 8510 | 8510 | [9 empty] | 3007027
14254-7 | {"TITER": 16} | TITER | 8525 | 8525 | [9 empty] | 3026955
14257-0 | {"PPB": 7} | PPB | 8703 | 8703 | [9 empty] | 3024351
14259-6 | {"MCG/ML": 1} | MCG/ML | 8859 | 8859 | [9 empty] | 3010477
14267-9 | {"NG/ML": 8} | NG/ML | 8842 | 8842 | [9 empty] | 3022551
14273-7 | {} | [12 empty] | 3023585
14274-5 | {"MCG/L": 5} | MCG/L | 8748 | 8748 | [9 empty] | 3019881
14276-0 | {} | [12 empty] | 3005494
14277-8 | {"TITER": 3991} | TITER | 8525 | 8525 | [9 empty] | 3004383
14278-6 | {"TITER": 3995} | TITER | 8525 | 8525 | [9 empty] | 3003284
14282-8 | {"UMOL/L": 8} | UMOL/L | 8749 | 8749 | [9 empty] | 3005050
14286-9 | {"UMOL/L": 360} | UMOL/L | 8749 | 8749 | [9 empty] | 3000722
14288-5 | {"UMOL/L": 235} | UMOL/L | 8749 | 8749 | [9 empty] | 3033882
14308-1 | {} | [12 empty] | 3018756
14312-3 | {} | [12 empty] | 3018646
14313-1 | {"NG/ML": 11} | NG/ML | 8842 | 8842 | [9 empty] | 3014290
14314-9 | {"NG/ML": 5422} | NG/ML | 8842 | 8842 | [9 empty] | 3014798
14316-4 | {"NG/ML": 5422, "MABS": 9} | NG/ML | 8842 | 8842 | [9 empty] | 3007682
14325-5 | {} | [12 empty] | 3026167
14327-1 | {} | [12 empty] | 3028099
14328-9 | {} | [12 empty] | 3028676
14334-7 | {"MMOL/L": 3707, "MEQ/L": 334} | MMOL/L | 8753 | 9557 | [9 empty] | 3024666
14336-2 | {"MG/DL": 492} | MG/DL | 8840 | 8840 | [9 empty] | 3010884
14338-8 | {"MG/DL": 4452} | MG/DL | 8840 | 8840 | [9 empty] | 3013742
1434-0 | {"MCG/DL": 13} | MCG/DL | 8837 | 8837 | [9 empty] | 3003993
14357-8 | {} | [12 empty] | 3001886
14447-7 | {"MG/DL": 4} | MG/DL | 8840 | 8840 | [9 empty] | 3023386
14563-1 | {} | [12 empty] | 3024098
14564-9 | {} | [12 empty] | 3024622
14565-6 | {} | [12 empty] | 3011473
14578-9 | {} | [12 empty] | 3004333
14579-7 | {} | [12 empty] | 3003238
146-1 | {} | [12 empty] | 3018012
14611-8 | {"PATTERN": 522} | PATTERN | -1 | -1 | [9 empty] | 3012537
14627-4 | {"MEQ/L": 152487, "MMOL/L": 151199} | MEQ/L | 9557 | 8753 | HCO3 | 1 |  | 3 | 62 |  |  |  | serum_HCO3 | 3027273
14628-2 | {"UMOL/L": 1484} | UMOL/L | 8749 | 8749 | [9 empty] | 3028110
14638-1 | {} | [12 empty] | 3011692
14646-4 | {} | [12 empty] | 3023602
14664-7 | {} | [12 empty] | 3001729
14683-7 | {"MG/DL": 44, "MMOL/L": 27} | MG/DL | 8840 | 8753 | CREATININE_UR_Mol |  | 113.12 | [6 empty] | 3009508
14689-4 | {"UMOL/D": 9} | UMOL/D | 8907 | 8907 | [9 empty] | 3004149
14697-7 | {"NG/ML": 1} | NG/ML | 8842 | 8842 | [9 empty] | 3006656
14725-6 | {} | [12 empty] | 3020845
14775-1 | {"GM/DL": 6237} | GM/DL | 8713 | 8713 | HGB |  |  | 3 | 23 |  |  | 1 | HGB | 3006239
14789-2 | {} | [12 empty] | 3010133
14804-9 | {"IU/L": 553, "U/L": 78} | IU/L | 8923 | 8645 | [9 empty] | 3022250
14805-6 | {"U/L": 9862} | U/L | 8645 | 8645 | [9 empty] | 3005225
14822-1 | {"%": 147} | % | 8554 | 8554 | [9 empty] | 3020927
14836-1 | {"UMOL/L": 14, "MCMOL/L": 2} | UMOL/L | 8749 | 8749 | [9 empty] | 3017115
14873-4 | {"PH UNITS": 32} | PH UNITS | 8482 | 8482 | [9 empty] | 3011988
14875-9 | {"UMOL/L": 270} | UMOL/L | 8749 | 8749 | [9 empty] | 3022813
14907-0 | {} | [12 empty] | 3008474
14946-8 | {"MCG/ML": 1954, "UG/ML": 760, "MG/L": 60} | MCG/ML | 8859 | 8751 | [9 empty] | 3009466
14948-4 | {"MMOL/MOL CREAT": 13} | MMOL/MOL CREAT | 9019 | 9019 | [9 empty] | 3019848
14956-7 | {"MG/24 H": 120, "MCG/MIN": 115, "MG/24H": 90, "UG/MIN": 5} | MG/24 H | 8909 | 8909 | MICROALBUMIN_24H_T | [8 empty] | 3005577
14957-5 | {"MG/DL": 65642, "MG/L": 45097, "UG/ML": 16012, "MG/G": 2, "MG": 1} | MG/DL | 8840 | 8840 | MICROALBUMIN_UR | [7 empty] | microalbumin_ur | 3000034
14959-1 | {"MG/GCREATININE": 21138, "MG/G CREATININE": 20658, "MG/G OF CREAT": 2266, "MCG/MG CREAT": 1170, "NO PREFERRED UNIT": 258, "MG/G CREAT": 158, "MCG/MG CR": 134} | MG/GCREATININE | 9017 | 9017 | UMACR | [7 empty] | umacr | 3001802
1496-9 | {"MG/DL": 1} | MG/DL | 8840 | 8840 | GLUCOSE_post | [8 empty] | 3008804
14960-9 | {"%": 4} | % | 8554 | 8554 | [9 empty] | 3021152
14973-2 | {} | [12 empty] | 3019711
14975-7 | {"NG/ML": 2} | NG/ML | 8842 | 8842 | [9 empty] | 3035682
14976-5 | {} | [12 empty] | 3035904
14978-1 | {"NG/ML": 985} | NG/ML | 8842 | 8842 | [9 empty] | 3013480
14979-9 | {"SEC": 59983, "SECS": 6, "SECOND(S)": 1} | SEC | 8555 | 8555 | [9 empty] | 3018677
15008-6 | {} | [12 empty] | 3021256
1501-6 | {"MG/DL": 1512} | MG/DL | 8840 | 8840 | GLUCOSE_post | [8 empty] | 3014716
15013-6 | {"%": 740, "U/L": 198} | % | 8554 | 8645 | [9 empty] | 3002069
15014-4 | {"%": 742} | % | 8554 | 8554 | [9 empty] | 3020990
15015-1 | {"%": 740, "U/L": 198} | % | 8554 | 8645 | [9 empty] | 3036955
15016-9 | {"%": 268} | % | 8554 | 8554 | [9 empty] | 3037466
1504-0 | {"MG/DL": 19661} | MG/DL | 8840 | 8840 | GLUCOSE_post | [8 empty] | 3016699
15047-4 | {} | [12 empty] | 3025549
15048-2 | {"%": 241, "% OF TOTAL": 1} | % | 8554 | 8554 | [9 empty] | 3027227
15049-0 | {"%": 207, "% OF TOTAL": 1} | % | 8554 | 8554 | [9 empty] | 3027833
1506-5 | {"MG/DL": 2} | MG/DL | 8840 | 8840 | [9 empty] | 3004209
15060-7 | {"NG/ML": 228} | NG/ML | 8842 | 8842 | [9 empty] | 3028531
15061-5 | {"MIU/ML": 2513, "MU/ML": 1488} | MIU/ML | 9550 | 8719 | [9 empty] | 3024172
15066-4 | {"MMOL/L": 24, "MEQ/L": 6} | MMOL/L | 8753 | 8753 | [9 empty] | 3009471
15067-2 | {"MIU/ML": 16367} | MIU/ML | 9550 | 9550 | [9 empty] | 3023323
15069-8 | {"UMOL/L": 1329} | UMOL/L | 8749 | 8749 | [9 empty] | 3019839
1507-3 | {"MG/DL": 2353} | MG/DL | 8840 | 8840 | GLUCOSE_post | [8 empty] | 3007332
15076-3 | {"MG/DL": 99556, "MG.DL": 1, "NEG": 1} | MG/DL | 8840 | 8840 | GLUCOSE_UR | [5 empty] | 1 |  | GLUURN | 3005570
15082-1 | {"G/DL": 8} | G/DL | 8713 | 8713 | [9 empty] | 3005147
15087-0 | {"PMOL/L": 988} | PMOL/L | 8729 | 8729 | [9 empty] | 3033670
1514-9 | {"MG/DL": 3715} | MG/DL | 8840 | 8840 | GLUCOSE_post | [8 empty] | 3006717
15150-6 | {} | [12 empty] | 3011331
15151-4 | {} | [12 empty] | 3014960
15158-9 | {"MEQ/L": 17, "MMOL/L": 11} | MEQ/L | 9557 | 8753 | [9 empty] | 3001260
15159-7 | {} | [12 empty] | 3033651
15160-5 | {} | [12 empty] | 3005246
1517-2 | {"MG/DL": 2} | MG/DL | 8840 | 8840 | [9 empty] | 3025070
15174-6 | {"%": 44} | % | 8554 | 8554 | [9 empty] | 3037070
15175-3 | {} | [12 empty] | 3020583
15179-5 | {"UG/ML (FEU)": 12318, "NG/ML": 11833, "MG/L": 1445, "MG/L (FEU)": 1424, "UG/ML(FEU)": 1370, "\u00c6G/ML": 144} | UG/ML (FEU) | 8989 | 8989 | [9 empty] | 3015823
1518-0 | {"MG/DL": 2608} | MG/DL | 8840 | 8840 | GLUCOSE_post | [8 empty] | 3025673
15180-3 | {} | [12 empty] | 3038034
15187-8 | {"MG/DL": 69} | MG/DL | 8840 | 8840 | [9 empty] | 3017831
15188-6 | {"MG/DL": 72} | MG/DL | 8840 | 8840 | [9 empty] | 3004677
15189-4 | {} | [12 empty] | 3007778
15198-5 | {} | [12 empty] | 3025790
15199-3 | {} | [12 empty] | 3025397
15200-9 | {"MOSM/KG": 26} | MOSM/KG | 8862 | 8862 | [9 empty] | 3004663
15202-5 | {"MEQ/L": 49, "MMOL/L": 25} | MEQ/L | 9557 | 8753 | [9 empty] | 3005819
15205-8 | {"IU/ML": 167} | IU/ML | 8985 | 8985 | [9 empty] | 3024763
15207-4 | {"MEQ/L": 49, "MMOL/L": 35} | MEQ/L | 9557 | 8753 | [9 empty] | 3011846
15209-0 | {} | [12 empty] | 3012653
1521-4 | {"MG/DL": 279} | MG/DL | 8840 | 8840 | GLUCOSE_post | [8 empty] | 3021737
15212-4 | {"U/L": 78} | U/L | 8645 | 8645 | [9 empty] | 3026286
15218-1 | {"KU/L": 1} | KU/L | 8810 | 8810 | [9 empty] | 3021101
1526-3 | {"MG/DL": 2} | MG/DL | 8840 | 8840 | [9 empty] | 3027936
1527-1 | {"MG/DL": 18} | MG/DL | 8840 | 8840 | GLUCOSE_post | [8 empty] | 3013604
15283-5 | {"KU/L": 2911} | KU/L | 8810 | 8810 | [9 empty] | 3027300
15284-3 | {"KU/L": 1} | KU/L | 8810 | 8810 | [9 empty] | 3028136
15285-0 | {"KU/L": 40} | KU/L | 8810 | 8810 | [9 empty] | 3028668
1530-5 | {"MG/DL": 3911} | MG/DL | 8840 | 8840 | GLUCOSE_post | [8 empty] | 3027457
1533-9 | {"MG/DL": 22} | MG/DL | 8840 | 8840 | GLUCOSE_post | [8 empty] | 3009582
15343-7 | {} | [12 empty] | 3014848
15345-2 | {} | [12 empty] | 3007730
15355-1 | {"PG/ML": 1} | PG/ML | 8845 | 8845 | [9 empty] | 3027536
15357-7 | {"UG/G": 20} | UG/G | 8720 | 8720 | [9 empty] | 3024058
15359-3 | {"RATIO": 6} | RATIO | 8523 | 8523 | [9 empty] | 3010528
15372-6 | {"NG/ML": 2814} | NG/ML | 8842 | 8842 | [9 empty] | 3012659
15378-3 | {} | [12 empty] | 3000372
15388-2 | {} | [12 empty] | 3033621
1539-6 | {} |  |  | 8840 | GLUCOSE_post | [8 empty] | 3000940
15401-3 | {} | [12 empty] | 3034157
15416-1 | {} | [12 empty] | 3008916
15418-7 | {} | [12 empty] | 3007004
1542-0 | {} |  |  | 8840 | GLUCOSE_post | [8 empty] | 3021860
15422-9 | {} | [12 empty] | 3016897
15423-7 | {} | [12 empty] | 3008313
15432-8 | {"%": 3592, "NG/DL": 7} | % | 8554 | 8817 | [9 empty] | 3027401
15519-2 | {} | [12 empty] | 3965597
15527-5 | {} | [12 empty] | 3964724
15529-1 | {} | [12 empty] | 3965882
15530-9 | {} | [12 empty] | 3964987
15534-1 | {} | [12 empty] | 3966212
15537-4 | {} | [12 empty] | 3966520
15539-0 | {} | [12 empty] | 3965343
15541-6 | {} | [12 empty] | 3965134
15544-0 | {} | [12 empty] | 3966581
15546-5 | {} | [12 empty] | 3966710
15547-3 | {} | [12 empty] | 3965470
15549-9 | {} | [12 empty] | 3965467
15550-7 | {} | [12 empty] | 3966644
15551-5 | {} | [12 empty] | 3965702
15554-9 | {} | [12 empty] | 3965165
15555-6 | {} | [12 empty] | 3965375
15557-2 | {} | [12 empty] | 3965695
1556-0 | {} | [12 empty] | 3036671
15560-6 | {} | [12 empty] | 3966439
15562-2 | {} | [12 empty] | 3964630
15564-8 | {} | [12 empty] | 3965206
15566-3 | {} | [12 empty] | 3965888
15567-1 | {} | [12 empty] | 3965839
15568-9 | {} | [12 empty] | 3965307
15569-7 | {} | [12 empty] | 3966028
15570-5 | {} | [12 empty] | 3966185
15571-3 | {} | [12 empty] | 3965851
15572-1 | {} | [12 empty] | 3966766
15573-9 | {} | [12 empty] | 3965744
15577-0 | {} | [12 empty] | 3965203
15579-6 | {} | [12 empty] | 3965475
1558-6 | {"MG/DL": 9607} | MG/DL | 8840 | 8840 | [9 empty] | 3037110
15580-4 | {} | [12 empty] | 3965764
15581-2 | {} | [12 empty] | 3964701
15583-8 | {} | [12 empty] | 3964880
15585-3 | {} | [12 empty] | 3964596
15586-1 | {} | [12 empty] | 3966408
15587-9 | {} | [12 empty] | 3965566
15591-1 | {} | [12 empty] | 3966754
15593-7 | {} | [12 empty] | 3966018
15597-8 | {} | [12 empty] | 3965298
15599-4 | {} | [12 empty] | 3965174
15605-9 | {} | [12 empty] | 3966246
15606-7 | {} | [12 empty] | 3964749
15607-5 | {} | [12 empty] | 3966731
15609-1 | {} | [12 empty] | 3965661
15612-5 | {} | [12 empty] | 3965657
15615-8 | {} | [12 empty] | 3966553
15616-6 | {} | [12 empty] | 3965564
15618-2 | {} | [12 empty] | 3965969
15619-0 | {} | [12 empty] | 3966614
15623-2 | {} | [12 empty] | 3965533
15626-5 | {} | [12 empty] | 3965439
15627-3 | {} | [12 empty] | 3965647
15628-1 | {} | [12 empty] | 3966499
15629-9 | {} | [12 empty] | 3965151
15633-1 | {} | [12 empty] | 3966290
15634-9 | {} | [12 empty] | 3966538
15641-4 | {} | [12 empty] | 3966114
15642-2 | {} | [12 empty] | 3965635
15643-0 | {} | [12 empty] | 3966776
15646-3 | {} | [12 empty] | 3965068
15647-1 | {} | [12 empty] | 3966205
15649-7 | {} | [12 empty] | 3964953
15650-5 | {} | [12 empty] | 3965957
15653-9 | {} | [12 empty] | 3966732
15659-6 | {} | [12 empty] | 3966047
15661-2 | {} | [12 empty] | 3964686
15663-8 | {} | [12 empty] | 3965835
15667-9 | {} | [12 empty] | 3965000
15669-5 | {} | [12 empty] | 3965926
15680-2 | {} | [12 empty] | 3964879
15682-8 | {} | [12 empty] | 3964737
15683-6 | {} | [12 empty] | 3966442
15685-1 | {} | [12 empty] | 3965996
15689-3 | {} | [12 empty] | 3964831
15690-1 | {} | [12 empty] | 3966148
15691-9 | {} | [12 empty] | 3965646
15692-7 | {} | [12 empty] | 3965655
15693-5 | {} | [12 empty] | 3965986
15697-6 | {} | [12 empty] | 3965211
15703-2 | {} | [12 empty] | 3965884
15710-7 | {} | [12 empty] | 3965653
15715-6 | {} | [12 empty] | 3965244
15724-8 | {} | [12 empty] | 3965737
15725-5 | {} | [12 empty] | 3965983
15728-9 | {} | [12 empty] | 3965445
15729-7 | {} | [12 empty] | 3964723
15731-3 | {} | [12 empty] | 3966260
15732-1 | {} | [12 empty] | 3964678
15734-7 | {} | [12 empty] | 3965783
15735-4 | {} | [12 empty] | 3965233
15736-2 | {} | [12 empty] | 3964955
15737-0 | {} | [12 empty] | 3965342
15738-8 | {} | [12 empty] | 3965523
15743-8 | {} | [12 empty] | 3966567
15744-6 | {} | [12 empty] | 3966443
15746-1 | {} | [12 empty] | 3966340
15748-7 | {} | [12 empty] | 3965522
15749-5 | {} | [12 empty] | 3965505
15757-8 | {} | [12 empty] | 3965811
15759-4 | {} | [12 empty] | 3965627
15761-0 | {"KU/L": 71} | KU/L | 8810 | 8810 | [9 empty] | 3965697
15762-8 | {} | [12 empty] | 3965707
15763-6 | {} | [12 empty] | 3965053
15764-4 | {} | [12 empty] | 3966106
15766-9 | {} | [12 empty] | 3966068
15767-7 | {} | [12 empty] | 3965766
15773-5 | {} | [12 empty] | 3965196
15774-3 | {} | [12 empty] | 3966447
15779-2 | {} | [12 empty] | 3966046
15782-6 | {} | [12 empty] | 3966761
15783-4 | {} | [12 empty] | 3966490
15784-2 | {} | [12 empty] | 3965180
15789-1 | {} | [12 empty] | 3965500
15791-7 | {} | [12 empty] | 3965489
15802-2 | {} | [12 empty] | 3964657
15803-0 | {} | [12 empty] | 3965198
15805-5 | {} | [12 empty] | 3966292
15806-3 | {} | [12 empty] | 3966284
15811-3 | {} | [12 empty] | 3965269
15813-9 | {} | [12 empty] | 3965640
15814-7 | {} | [12 empty] | 3966094
15815-4 | {} | [12 empty] | 3965251
15818-8 | {} | [12 empty] | 3966147
15821-2 | {} | [12 empty] | 3966380
15827-9 | {} | [12 empty] | 3965982
15831-1 | {} | [12 empty] | 3965319
15832-9 | {} | [12 empty] | 3966720
15836-0 | {} | [12 empty] | 3966716
15846-9 | {} | [12 empty] | 3966479
15847-7 | {} | [12 empty] | 3965664
15854-3 | {} | [12 empty] | 3965195
15856-8 | {} | [12 empty] | 3966683
15859-2 | {} | [12 empty] | 3964941
15860-0 | {} | [12 empty] | 3965434
15861-8 | {} | [12 empty] | 3964994
15862-6 | {} | [12 empty] | 3965498
15863-4 | {} | [12 empty] | 3966767
15866-7 | {} | [12 empty] | 3965972
15869-1 | {} | [12 empty] | 3966452
15870-9 | {} | [12 empty] | 3966741
15871-7 | {} | [12 empty] | 3964692
15872-5 | {} | [12 empty] | 3965550
15874-1 | {} | [12 empty] | 3965025
15875-8 | {} | [12 empty] | 3965362
15880-8 | {} | [12 empty] | 3966616
15881-6 | {} | [12 empty] | 3964582
15885-7 | {} | [12 empty] | 3965583
15886-5 | {} | [12 empty] | 3965790
15892-3 | {} | [12 empty] | 3966171
15893-1 | {} | [12 empty] | 3965649
15894-9 | {} | [12 empty] | 3965058
15895-6 | {} | [12 empty] | 3965767
15897-2 | {} | [12 empty] | 3965168
15898-0 | {} | [12 empty] | 3964946
15899-8 | {} | [12 empty] | 3964902
15901-2 | {} | [12 empty] | 3965232
15902-0 | {} | [12 empty] | 3965711
15910-3 | {} | [12 empty] | 3964688
15912-9 | {} | [12 empty] | 3966643
15913-7 | {} | [12 empty] | 3966579
15914-5 | {} | [12 empty] | 3965731
15916-0 | {} | [12 empty] | 3965610
15917-8 | {} | [12 empty] | 3965920
15918-6 | {} | [12 empty] | 3966491
15921-0 | {} | [12 empty] | 3966112
15922-8 | {} | [12 empty] | 3966393
15924-4 | {} | [12 empty] | 3965114
15925-1 | {} | [12 empty] | 3966287
15927-7 | {} | [12 empty] | 3966718
15928-5 | {} | [12 empty] | 3965955
15934-3 | {} | [12 empty] | 3965152
15936-8 | {} | [12 empty] | 3966225
15940-0 | {} | [12 empty] | 3965746
15943-4 | {} | [12 empty] | 3965562
15947-5 | {} | [12 empty] | 3965952
15948-3 | {} | [12 empty] | 3965421
15949-1 | {} | [12 empty] | 3965388
15952-5 | {} | [12 empty] | 3966592
15953-3 | {} | [12 empty] | 3965274
15956-6 | {} | [12 empty] | 3966628
15957-4 | {} | [12 empty] | 3965140
15958-2 | {} | [12 empty] | 3964889
15964-0 | {} | [12 empty] | 3965556
15966-5 | {} | [12 empty] | 3965772
15971-5 | {} | [12 empty] | 3965844
15975-6 | {} | [12 empty] | 3965775
15977-2 | {} | [12 empty] | 3965791
15978-0 | {} | [12 empty] | 3965066
15981-4 | {} | [12 empty] | 3966091
15983-0 | {} | [12 empty] | 3965432
15984-8 | {} | [12 empty] | 3964602
15986-3 | {} | [12 empty] | 3966406
15991-3 | {} | [12 empty] | 3965311
15994-7 | {} | [12 empty] | 3965314
15997-0 | {} | [12 empty] | 3964744
15998-8 | {} | [12 empty] | 3966552
16006-9 | {} | [12 empty] | 3965729
16011-9 | {} | [12 empty] | 3964601
16014-3 | {} | [12 empty] | 3966554
16015-0 | {} | [12 empty] | 3965050
16016-8 | {} | [12 empty] | 3966232
16018-4 | {} | [12 empty] | 3966460
16025-9 | {} | [12 empty] | 3965047
16027-5 | {} | [12 empty] | 3964619
16031-7 | {} | [12 empty] | 3966689
16033-3 | {} | [12 empty] | 3964813
16038-2 | {} | [12 empty] | 3965834
16040-8 | {} | [12 empty] | 3966069
16042-4 | {} | [12 empty] | 3964854
16052-3 | {} | [12 empty] | 3964885
16054-9 | {} | [12 empty] | 3964963
16057-2 | {} | [12 empty] | 3966272
16064-8 | {} | [12 empty] | 3966727
16065-5 | {} | [12 empty] | 3966325
16066-3 | {} | [12 empty] | 3965302
16067-1 | {} | [12 empty] | 3966063
16071-3 | {} | [12 empty] | 3966196
16074-7 | {} | [12 empty] | 3965857
16078-8 | {} | [12 empty] | 3966550
16080-4 | {} | [12 empty] | 3966428
16082-0 | {} | [12 empty] | 3965156
16083-8 | {} | [12 empty] | 3966517
16085-3 | {} | [12 empty] | 3966587
16086-1 | {} | [12 empty] | 3966599
16095-2 | {} | [12 empty] | 3965034
16096-0 | {} | [12 empty] | 3964588
16099-4 | {"MCG/ML": 1} | MCG/ML | 8859 | 8859 | [9 empty] | 3005503
16100-0 | {"MCG/ML": 1} | MCG/ML | 8859 | 8859 | [9 empty] | 3011443
16101-8 | {"KU/L": 3} | KU/L | 8810 | 8810 | [9 empty] | 3014062
16107-5 | {"/UL": 629} | /UL | 8647 | 8647 | [9 empty] | 3002234
16111-7 | {"MCG/24 H": 386} | MCG/24 H | 8906 | 8906 | [9 empty] | 3005488
16114-1 | {"NG/ML": 37} | NG/ML | 8842 | 8842 | [9 empty] | 3002116
16117-4 | {"TITER": 7} | TITER | 8525 | 8525 | [9 empty] | 3037825
16118-2 | {"TITER": 7} | TITER | 8525 | 8525 | [9 empty] | 3038074
16124-0 | {} | [12 empty] | 3034421
16125-7 | {} | [12 empty] | 3022474
16128-1 | {"S/CO": 39034} | S/CO | 8779 | 8779 | [9 empty] | 3017143
16130-7 | {} | [12 empty] | 3035069
16131-5 | {} | [12 empty] | 3019978
16133-1 | {"TITER": 2} | TITER | 8525 | 8525 | [9 empty] | 3012554
16135-6 | {"SGU": 1304, "U/ML": 1168, "GPI IGG UNITS": 1132, "GPIIGGUNITS": 3} | SGU | 0 | 9100 | [9 empty] | 3018658
16136-4 | {"SMU": 1360, "GPI IGM UNITS": 1281, "U/ML": 1189, "GPIIGMUNITS": 2} | SMU | 0 | 9101 | [9 empty] | 3014300
16142-2 | {"G/24 H": 82, "G/24 HR": 18} | G/24 H | 8807 | 8807 | [9 empty] | 3015196
16150-5 | {"NG/ML": 6, "MCG/L": 1} | NG/ML | 8842 | 8748 | [9 empty] | 3016933
16182-8 | {"U/L": 303} | U/L | 8645 | 8645 | [9 empty] | 3021952
16195-0 | {"NG/ML": 9} | NG/ML | 8842 | 8842 | [9 empty] | 3035732
16196-8 | {"NG/ML": 1} | NG/ML | 8842 | 8842 | [9 empty] | 3036246
16197-6 | {"NG/ML": 1} | NG/ML | 8842 | 8842 | [9 empty] | 3036476
16199-2 | {} | [12 empty] | 3013830
16201-6 | {"NG/ML": 165} | NG/ML | 8842 | 8842 | [9 empty] | 3034843
16206-5 | {} | [12 empty] | 3018113
16208-1 | {} | [12 empty] | 3014603
16226-3 | {"NG/ML": 10} | NG/ML | 8842 | 8842 | [9 empty] | 3027143
16227-1 | {"NG/ML": 43} | NG/ML | 8842 | 8842 | [9 empty] | 3028523
16228-9 | {"NG/ML": 108} | NG/ML | 8842 | 8842 | [9 empty] | 3023854
16229-7 | {"NG/ML": 107} | NG/ML | 8842 | 8842 | [9 empty] | 3024990
16230-5 | {} | [12 empty] | 3006972
16233-9 | {"NG/ML": 51} | NG/ML | 8842 | 8842 | [9 empty] | 3024523
16234-7 | {"NG/ML": 3} | NG/ML | 8842 | 8842 | [9 empty] | 3024816
16237-0 | {"NG/ML": 2} | NG/ML | 8842 | 8842 | [9 empty] | 3026417
16243-8 | {} | [12 empty] | 3027377
16246-1 | {"NG/ML": 3} | NG/ML | 8842 | 8842 | [9 empty] | 3014941
16249-5 | {"NG/ML": 1463, "NG/MG CREAT": 1} | NG/ML | 8842 | 8842 | [9 empty] | 3005190
16250-3 | {"NG/ML": 5} | NG/ML | 8842 | 8842 | [9 empty] | 3009583
16251-1 | {"NG/ML": 14} | NG/ML | 8842 | 8842 | [9 empty] | 3010119
16252-9 | {"NG/ML": 152} | NG/ML | 8842 | 8842 | [9 empty] | 3015603
16257-8 | {"RATIO": 6} | RATIO | 8523 | 8523 | [9 empty] | 3003564
16258-6 | {"/LPF": 230} | /LPF | 8765 | 8765 | [9 empty] | 3002409
16259-4 | {"RATIO": 6} | RATIO | 8523 | 8523 | [9 empty] | 3001319
16264-4 | {"RATIO": 6} | RATIO | 8523 | 8523 | [9 empty] | 3002599
16267-7 | {"%": 2} | % | 8554 | 8554 | [9 empty] | 3036019
16284-2 | {} | [12 empty] | 3015985
16285-9 | {"MG/GCREATININE": 272, "MG/G CR": 162} | MG/GCREATININE | 9017 | 9017 | [9 empty] | 3008392
16286-7 | {} | [12 empty] | 3027401
16348-5 | {"NG/ML": 570} | NG/ML | 8842 | 8842 | [9 empty] | 3021220
16362-6 | {"MCMOL/L": 54882, "UMOL/L": 10677} | MCMOL/L | 8749 | 8749 | [9 empty] | 3011958
16365-9 | {"MCG/ML": 8} | MCG/ML | 8859 | 8859 | [9 empty] | 3022048
16420-2 | {"MCG/ML": 138} | MCG/ML | 8859 | 8859 | [9 empty] | 3002816
16471-5 | {} | [12 empty] | 3012209
16480-6 | {} | [12 empty] | 3011327
1649-3 | {"PG/ML": 4557} | PG/ML | 8845 | 8845 | [9 empty] | 3014173
1656-8 | {"NG/DL": 5} | NG/DL | 8817 | 8817 | [9 empty] | 3008895
1657-6 | {"NG/DL": 32, "UG/DL": 7} | NG/DL | 8817 | 8837 | [9 empty] | 3007719
1658-4 | {"NG/DL": 1} | NG/DL | 8817 | 8817 | [9 empty] | 3006998
16616-5 | {"(CALC)": 427, "MG/DL": 1} | (CALC) | 8596 | 8596 | [9 empty] | 3027939
16619-9 | {"MCG/ML": 21} | MCG/ML | 8859 | 8859 | [9 empty] | 3014949
16631-4 | {"SECONDS": 124} | SECONDS | 8555 | 8555 | [9 empty] | 3016529
1668-3 | {"NG/DL": 1544} | NG/DL | 8817 | 8817 | [9 empty] | 3028718
16734-6 | {"NG/DL": 2} | NG/DL | 8817 | 8817 | [9 empty] | 3013686
1674-1 | {"NG/DL": 2} | NG/DL | 8817 | 8817 | [9 empty] | 3024178
16757-7 | {"NG/ML": 5} | NG/ML | 8842 | 8842 | [9 empty] | 3027888
16859-1 | {"MG/DL": 173463} | MG/DL | 8840 | 8840 | [9 empty] | 3002937
16878-1 | {"U/ML": 28} | U/ML | 8763 | 8763 | [9 empty] | 3020602
1690-7 | {"IU/L": 6, "U/L": 2} | IU/L | 8923 | 8645 | [9 empty] | 3013614
16931-8 | {} | [12 empty] | 3010748
16933-4 | {} | [12 empty] | 3021879
16934-2 | {} | [12 empty] | 3022900
16935-9 | {"MIU/ML": 5404, "MINTUNIT/ML": 1} | MIU/ML | 9550 | 9550 | [9 empty] | 3023421
1694-9 | {"MG/L": 82} | MG/L | 8751 | 8751 | [9 empty] | 3021385
1695-6 | {"MG/D": 395, "MG/24 HR": 255, "MG/24 H": 215} | MG/D | 8909 | 8909 | [9 empty] | 3005148
16952-4 | {} | [12 empty] | 3023671
16960-7 | {} | [12 empty] | 3033564
16982-1 | {} | [12 empty] | 3008200
16998-7 | {"NG/ML": 33} | NG/ML | 8842 | 8842 | [9 empty] | 3013741
17000-1 | {"UMOL/G CRT": 4} | UMOL/G CRT | 9015 | 9015 | [9 empty] | 3020007
17010-0 | {"MCG/ML": 43} | MCG/ML | 8859 | 8859 | [9 empty] | 3020591
17042-3 | {"KU/L": 4} | KU/L | 8810 | 8810 | [9 empty] | 3010308
17052-2 | {"MCG/DL": 1} | MCG/DL | 8837 | 8837 | [9 empty] | 3016252
17088-6 | {"NG/ML": 47} | NG/ML | 8842 | 8842 | [9 empty] | 3018808
1722-8 | {"IU/G HB": 1} | IU/G HB | 9107 | 9107 | [9 empty] | 3009960
17284-1 | {} | [12 empty] | 3005277
17296-5 | {} | [12 empty] | 3036070
173-5 | {} | [12 empty] | 3023876
17314-6 | {"TU": 81} | TU | 9415 | 9415 | [9 empty] | 3009066
1733-5 | {} | [12 empty] | 3016343
17342-7 | {"SI": 56} | SI | 0 | [10 empty] | 3026847
17351-8 | {"FIU": 1} | FIU | 44777563 | 44777563 | [9 empty] | 3009628
17376-5 | {} | [12 empty] | 3038063
17395-5 | {"NG/ML": 1227, "NG/MG CREAT": 1} | NG/ML | 8842 | 8842 | [9 empty] | 3014535
174-3 | {} | [12 empty] | 3024716
1742-6 | {"IU/L": 1594765, "U/L": 999006, "UNIT/L": 7783, "INTUNIT/L": 285, "UNITS/L": 3} | IU/L | 8923 | 8645 | ALT |  |  | 5 | 15000 |  |  | 1 | serum_alanine | 3006923
1743-4 | {"IU/L": 596} | IU/L | 8923 | 8645 | ALT |  |  | 5 | 15000 |  |  | 1 | serum_alanine | 3005755
17433-4 | {} | [12 empty] | 3019225
1746-7 | {"MG/DL": 1222} | MG/DL | 8840 | 8840 | [9 empty] | 3024474
1747-5 | {"G/DL": 6294} | G/DL | 8713 | 8713 | [9 empty] | 3025313
17499-5 | {"G/DL": 9271, "%": 18} | G/DL | 8713 | 8554 | [9 empty] | 3020192
17501-8 | {"MCG/L": 5} | MCG/L | 8748 | 8748 | [9 empty] | 3010878
1751-7 | {"G/DL": 2635317, "MG/DL": 1220, "%": 160, "GM/DL": 20, "MCG/MG": 1, "MG": 1, "MG/L": 1} | G/DL | 8713 | 8713 | ALBUMIN |  |  | 0.6 | 6 |  |  | 1 | serum_albumin | 3024561
17522-4 | {"TITER": 27} | TITER | 8525 | 8525 | [9 empty] | 3001832
17523-2 | {"TITER": 1} | TITER | 8525 | 8525 | [9 empty] | 3000561
17536-4 | {"UNITS": 1} | UNITS | 8510 | 8510 | [9 empty] | 3018114
1754-1 | {"MG/DL": 6068, "UG/ML": 803} | MG/DL | 8840 | 8840 | ALBUMIN_UR | [7 empty] | albumin_ur | 3012516
17547-1 | {} | [12 empty] | 3008284
1755-8 | {"MG/DAY": 118, "MG/24 H": 6, "MCG/MIN": 6} | MG/DAY | 8909 | 8909 | ALBUMIN_UR_24H_T | [8 empty] | 3027035
1756-6 | {"RATIO": 771} | RATIO | 8523 | 8523 | [9 empty] | 3013247
17584-4 | {"UNITS": 1} | UNITS | 8510 | 8510 | [9 empty] | 3022252
1759-0 | {"(CALC)": 1808968, "G/DL": 175287, "RATIO": 7741} | (CALC) | 8596 | 8713 | [9 empty] | 3020509
17609-9 | {"G": 7} | G | 8504 | 8504 | [9 empty] | 3008043
1761-6 | {"U/L": 5764} | U/L | 8645 | 8645 | [9 empty] | 3027953
1763-2 | {"NG/DL": 7117} | NG/DL | 8817 | 8817 | [9 empty] | 3011337
1764-0 | {"UG/L": 110, "UG/D": 35} | UG/L | 8748 | 8906 | [9 empty] | 3014955
1765-7 | {"UG/24 HR": 110, "MCG/24 H": 61, "UG/D": 10} | UG/24 HR | 8906 | 8906 | [9 empty] | 3019677
17652-9 | {} | [12 empty] | 3009873
17697-4 | {"MCG/ML": 1} | MCG/ML | 8859 | 8859 | [9 empty] | 3004495
17713-9 | {"UG/ML": 477, "MCG/ML": 123} | UG/ML | 8859 | 8859 | [9 empty] | 3025481
17719-6 | {"NG/ML": 254} | NG/ML | 8842 | 8842 | [9 empty] | 3009803
17726-1 | {} | [12 empty] | 3015923
17729-5 | {} | [12 empty] | 3005900
1777-2 | {"U/L": 64} | U/L | 8645 | 8645 | [9 empty] | 3001467
1778-0 | {"%": 36} | % | 8554 | 8554 | [9 empty] | 3020013
17780-8 | {} | [12 empty] | 3016100
17781-6 | {"U/ML": 15} | U/ML | 8763 | 8763 | [9 empty] | 3016939
17782-4 | {"ANGSTROM": 259, "NM": 63} | ANGSTROM | 9452 | 9607 | [9 empty] | 3008286
17783-2 | {} | [12 empty] | 3007260
17788-1 | {"%": 433770} | % | 8554 | 8554 | [9 empty] | 3024117
1779-8 | {"U/L": 64, "%": 36} | U/L | 8645 | 8554 | [9 empty] | 3035400
17791-5 | {"AI": 4541, "UNITS": 482} | AI | 8478 | 8510 | [9 empty] | 3027450
17792-3 | {"AI": 4531, "UNITS": 482} | AI | 8478 | 8510 | [9 empty] | 3023939
17811-1 | {"%": 2304} | % | 8554 | 8554 | [9 empty] | 3023607
17813-7 | {"%": 2304} | % | 8554 | 8554 | [9 empty] | 3020422
17815-2 | {"%": 2304} | % | 8554 | 8554 | [9 empty] | 3004404
17817-8 | {"%": 1773} | % | 8554 | 8554 | [9 empty] | 3001571
17819-4 | {"%": 2355} | % | 8554 | 8554 | [9 empty] | 3037539
1783-0 | {"U/L": 1} | U/L | 8645 | 8645 | [9 empty] | 3001110
17837-6 | {"IU/L": 1} | IU/L | 8923 | 8923 | [9 empty] | 3017762
17838-4 | {"UG/L": 606, "MCG/L": 282} | UG/L | 8748 | 8748 | [9 empty] | 3018910
17842-6 | {"U/ML": 6407} | U/ML | 8763 | 8763 | [9 empty] | 3013520
17845-9 | {} | [12 empty] | 3015204
17846-7 | {} | [12 empty] | 3015739
17847-5 | {} | [12 empty] | 3016268
17849-1 | {"%": 33585} | % | 8554 | 8554 | [9 empty] | 3007124
17852-5 | {} | [12 empty] | 3016401
17855-8 | {"%": 73733} | % | 8554 | 8737 | HGB_A1c | [8 empty] | 3007263
17857-4 | {} | [12 empty] | 3026797
17859-0 | {} | [12 empty] | 3023871
17861-6 | {"MG/DL": 5861559} | MG/DL | 8840 | 8840 | CALCIUM | 2.325 | 40.078 | 1 | 30 |  |  | 1 | serum_Ca | 3006906
17862-4 | {"MG/DL": 477} | MG/DL | 8840 | 8840 | CALCIUM_UR | 2.325 | 40.078 | [6 empty] | 3006661
17863-2 | {"MG/DL": 1435} | MG/DL | 8840 | 8840 | CALCIUM_IONIZED | 2.325 | 40.078 | [6 empty] | 3027694
17864-0 | {"MG/DL": 794, "MMOL/L": 2} | MG/DL | 8840 | 8840 | CALCIUM_IONIZED | 2.325 | 40.078 | [6 empty] | 3024250
17869-9 | {"MMOL/MOL CREAT": 13} | MMOL/MOL CREAT | 9019 | 9019 | [9 empty] | 3012642
17898-8 | {} | [12 empty] | 3035740
17928-3 | {} | [12 empty] | 3005745
17947-3 | {} | [12 empty] | 3013607
1795-4 | {"U/L": 9899, "UNIT/L": 37} | U/L | 8645 | 8645 | [9 empty] | 3012133
1797-0 | {"U/L": 3} | U/L | 8645 | 8645 | [9 empty] | 3008691
1798-8 | {"U/L": 21628, "INTUNIT/L": 3} | U/L | 8645 | 8923 | [9 empty] | 3016771
1799-6 | {"U/L": 20313, "UNIT/L": 85} | U/L | 8645 | 8645 | [9 empty] | 3017315
1805-1 | {"U/L": 18} | U/L | 8645 | 8645 | [9 empty] | 3016417
1809-3 | {"U/L": 18} | U/L | 8645 | 8645 | [9 empty] | 3005685
1813-5 | {"U/L": 6, "NMOL/HR/MG PRT": 2} | U/L | 8645 | 8645 | [9 empty] | 3004671
18182-6 | {"MOSM/KG": 286861} | MOSM/KG | 8862 | 8862 | [9 empty] | 3034739
18185-9 | {"WEEKS": 6521} | WEEKS | 8511 | 8511 | [9 empty] | 3012266
18187-5 | {} | [12 empty] | 3018320
18208-9 | {"NG/ML": 1036} | NG/ML | 8842 | 8842 | [9 empty] | 3027166
1823-4 | {"MG/L": 6883} | MG/L | 8751 | 8751 | [9 empty] | 3024865
18244-4 | {"UG/ML": 112, "NG/ML": 2} | UG/ML | 8859 | 8859 | [9 empty] | 3001797
1825-9 | {"MG/DL": 7477} | MG/DL | 8840 | 8840 | [9 empty] | 3026285
18262-6 | {"MG/DL": 3239} | MG/DL | 8840 | 8840 | [9 empty] | 3009966
18274-1 | {} | [12 empty] | 3016576
18282-4 | {"NG/ML": 6463} | NG/ML | 8842 | 8842 | [9 empty] | 3006932
18314-5 | {} | [12 empty] | 3000093
1832-5 | {"MCG/ML": 76, "UG/ML": 1, "MOM": 1} | MCG/ML | 8859 | 8494 | [9 empty] | 3010296
18323-6 | {"AU/ML": 3909} | AU/ML | 8763 | 8763 | [9 empty] | 3001263
18325-1 | {"NG/ML": 34} | NG/ML | 8842 | 8842 | [9 empty] | 3034514
18337-6 | {"MCG/ML": 1734, "UG/ML": 28} | MCG/ML | 8859 | 8859 | [9 empty] | 3008142
18338-4 | {"NG/ML": 209} | NG/ML | 8842 | 8842 | [9 empty] | 3014923
1834-1 | {"NG/ML": 27647, "MIU/ML": 222} | NG/ML | 8842 | 9550 | [9 empty] | 3009306
18345-9 | {"RATIO": 6} | RATIO | 8523 | 8523 | [9 empty] | 3016412
18348-3 | {"AU/ML": 10} | AU/ML | 8763 | 8763 | [9 empty] | 3007344
1835-8 | {"MG/DL": 1190} | MG/DL | 8840 | 8840 | [9 empty] | 3009827
18350-9 | {"/UL": 5} | /UL | 8647 | 8647 | [9 empty] | 3016761
18355-8 | {"NG/ML": 78} | NG/ML | 8842 | 8842 | [9 empty] | 3006675
1836-6 | {"MG/DL": 5} | MG/DL | 8840 | 8840 | [9 empty] | 3015330
1839-0 | {"MCMOL/L": 10674, "UMOL/L": 1985, "UG/DL": 4} | MCMOL/L | 8749 | 8837 | [9 empty] | 3005347
18390-5 | {"NG/ML": 1} | NG/ML | 8842 | 8842 | [9 empty] | 3023562
18396-2 | {} | [12 empty] | 3020647
18470-5 | {"NG/ML": 10} | NG/ML | 8842 | 8842 | [9 empty] | 3005530
18473-9 | {"NG/ML": 1} | NG/ML | 8842 | 8842 | [9 empty] | 3001602
18475-4 | {"MMOL/MOL CREAT": 6} | MMOL/MOL CREAT | 9019 | 9019 | [9 empty] | 3037574
1848-1 | {"NG/DL": 24} | NG/DL | 8817 | 8817 | [9 empty] | 3002625
18481-2 | {"28.4 PT": 1} | 28.4 PT | -1 | -1 | [9 empty] | 3033319
18482-0 | {} | [12 empty] | 3034171
18483-8 | {} | [12 empty] | 3034456
18484-6 | {} | [12 empty] | 3022761
18485-3 | {} | [12 empty] | 3013637
18487-9 | {"/LPF": 15} | /LPF | 8765 | 8765 | [9 empty] | 3017179
18488-7 | {"MG/DL": 4309} | MG/DL | 8840 | 8840 | CALCIUM_UR_24H | 2.325 | 40.078 | [6 empty] | 3017730
18493-7 | {} | [12 empty] | 3018090
18494-5 | {} | [12 empty] | 3008506
18495-2 | {} | [12 empty] | 3014581
18496-0 | {} | [12 empty] | 3014811
185-9 | {"MCG/ML": 20} | MCG/ML | 8859 | 8859 | [9 empty] | 3010007
1854-9 | {"NG/DL": 213, "NG/ML": 141} | NG/DL | 8817 | 8842 | [9 empty] | 3002278
186-7 | {} | [12 empty] | 3020153
1860-6 | {"NG/L": 5, "PG/ML": 1} | NG/L | 8725 | 8725 | [9 empty] | 3003260
1863-0 | {"MMOL/L": 29031, "MMOL/L (CALC)": 5} | MMOL/L | 8753 | 8753 | [9 empty] | 3037278
18630-4 | {} | [12 empty] | 3001410
1868-9 | {"MG/DL": 49, "%": 24, "% NORMAL": 4} | MG/DL | 8840 | 8554 | [9 empty] | 3016005
1869-7 | {"MG/DL": 1362} | MG/DL | 8840 | 8840 | [9 empty] | 3008364
1871-3 | {"MG/DL": 88} | MG/DL | 8840 | 8840 | [9 empty] | 3034387
18723-7 | {} | [12 empty] | 3016473
1874-7 | {"MG/DL": 37, "RATIO UNITS": 2} | MG/DL | 8840 | 8840 | [9 empty] | 3011912
18771-6 | {} | [12 empty] | 3005484
1884-6 | {"MG/DL": 609} | MG/DL | 8840 | 8840 | [9 empty] | 3014791
18862-3 | {} | [12 empty] | 3035366
18864-9 | {} | [12 empty] | 3009403
18865-6 | {} | [12 empty] | 3013157
18878-9 | {} | [12 empty] | 3007173
18879-7 | {} | [12 empty] | 3006072
18893-8 | {} | [12 empty] | 3024521
18895-3 | {} | [12 empty] | 3025361
189-1 | {"MCG/ML": 22} | MCG/ML | 8859 | 8859 | [9 empty] | 3004417
18906-8 | {} | [12 empty] | 3023143
18928-2 | {} | [12 empty] | 3035007
18932-4 | {} | [12 empty] | 3019445
18955-5 | {} | [12 empty] | 3004202
18970-4 | {} | [12 empty] | 3022324
18996-9 | {} | [12 empty] | 3002661
18998-5 | {} | [12 empty] | 3021253
190-9 | {} | [12 empty] | 3010976
1903-4 | {"MG/DL": 124728, "UMOL/L": 509} | MG/DL | 8840 | 8749 | [9 empty] | 3027476
19048-8 | {"%": 971042, "/100": 66290, "/100 WBC": 29370, "/100 WBC'S": 288, "/100WBC": 145, "/100(WBCS)": 9} | % | 8554 | 9032 | [9 empty] | 3034708
19049-6 | {"UG/24 HR": 579, "MCG/24 H": 519, "UG/24HR": 3} | UG/24 HR | 8906 | 8906 | [9 empty] | 3019965
19050-4 | {"UG/L": 785} | UG/L | 8748 | 8748 | [9 empty] | 3002456
19053-8 | {"TITER": 8} | TITER | 8525 | 8525 | [9 empty] | 3035128
19074-4 | {"UMOL/L": 30} | UMOL/L | 8749 | 8749 | [9 empty] | 3017215
19075-1 | {"THOUSAND/MICROLITER": 1} | THOUSAND/MICROLITER | 8848 | 8848 | [9 empty] | 3004206
19080-1 | {"MIU/ML": 1539, "IU/ML": 1163, "IU/L": 421} | MIU/ML | 9550 | 8923 | [9 empty] | 3018171
19099-1 | {} | [12 empty] | 3019656
19102-3 | {} | [12 empty] | 3012915
19113-0 | {"KU/L": 5017, "IU/ML": 3498, "MG/DL": 2, "NO PREFERRED UNIT": 1} | KU/L | 8810 | 8985 | [9 empty] | 3005322
19114-8 | {"UL": 17, "/UL": 4} | UL | 9665 | 8647 | [9 empty] | 3000788
19123-9 | {"MG/DL": 3164423} | MG/DL | 8840 | 8840 | [9 empty] | 3001420
19124-7 | {"MG/DL": 86} | MG/DL | 8840 | 8840 | [9 empty] | 3019738
19141-1 | {"NG/ML": 273} | NG/ML | 8842 | 8842 | [9 empty] | 3011802
19145-2 | {} | [12 empty] | 3017278
19147-8 | {"IU/ML": 1} | IU/ML | 8985 | 8985 | [9 empty] | 3004266
19148-6 | {} | [12 empty] | 3006964
19151-0 | {} | [12 empty] | 3017942
19153-6 | {"ML": 8} | ML | 8587 | 8587 | [9 empty] | 3004775
19156-9 | {} | [12 empty] | 3025539
19157-7 | {} | [12 empty] | 3024898
19161-9 | {"E.U./DL": 1413} | E.U./DL | 8829 | 8829 | [9 empty] | 3006473
1920-8 | {"IU/L": 1604487, "U/L": 1008420, "UNIT/L": 7784, "INTUNIT/L": 286, "UNITS/L": 3} | IU/L | 8923 | 8645 | AST |  |  | 3 | 15000 |  |  | 1 | serum_asparate | 3013721
19211-2 | {"MMHG": 186602, "MM HG": 1667} | MMHG | 8876 | 8876 | PO2A | [8 empty] | 3038071
19212-0 | {"MM HG": 1351} | MM HG | 8876 | 8876 | PCO2A | [8 empty] | 3021513
19213-8 | {"PH UNITS": 1351} | PH UNITS | 8482 | 8482 | PHA | [8 empty] | 3012388
19218-7 | {"VOL%": 43, "VOL %": 1} | VOL% | 9234 | 9234 | [9 empty] | 3017569
19219-5 | {"VOL%": 64, "VOL %": 19} | VOL% | 9234 | 9234 | [9 empty] | 3004097
1922-4 | {"MEQ/L": 66599} | MEQ/L | 9557 | 8753 | BASE_DEFICIT | 1 | [6 empty] | base_deficit | 3023548
19220-3 | {"VOL%": 155649, "VOL %": 30774, "ML/DL": 8846, "%": 1040} | VOL% | 9234 | 8554 | [9 empty] | 3011648
1923-2 | {"MEQ/L": 13} | MEQ/L | 9557 | 8753 | BASE_DEFICIT | 1 | [7 empty] | 3019199
1924-0 | {"MEQ/L": 14718, "MMOL/L": 10462} | MEQ/L | 9557 | 8753 | BASE_DEFICIT | 1 | [6 empty] | base_deficit | 3004559
19245-0 | {} | [12 empty] | 3023964
1925-7 | {"MMOL/L": 718630, "MEQ/L": 93030} | MMOL/L | 8753 | 8753 | BASE_EXCESS | 1 | [6 empty] | base_excess | 3003396
19252-6 | {"%": 3} | % | 8554 | 8554 | [9 empty] | 3010831
19256-7 | {"MM HG": 3} | MM HG | 8876 | 8876 | [9 empty] | 3019240
1926-5 | {"MEQ/L": 50, "MMOL/L": 43} | MEQ/L | 9557 | 8753 | BASE_EXCESS | 1 | [7 empty] | 3003129
19260-9 | {} | [12 empty] | 3009740
19261-7 | {"NG/ML": 6589} | NG/ML | 8842 | 8842 | [9 empty] | 3023596
19268-2 | {"MABS": 9} | MABS | 0 | [10 empty] | 3023404
1927-3 | {"MMOL/L": 124664, "MEQ/L": 112869} | MMOL/L | 8753 | 8753 | BASE_EXCESS | 1 | [6 empty] | base_excess | 3002032
19270-8 | {"NG/ML": 6473} | NG/ML | 8842 | 8842 | [9 empty] | 3005058
19271-6 | {"NG/ML": 1} | NG/ML | 8842 | 8842 | [9 empty] | 3000074
19275-7 | {} | [12 empty] | 3038208
19283-1 | {} | [12 empty] | 3035323
19284-9 | {} | [12 empty] | 3019984
19287-2 | {"NG/ML": 2} | NG/ML | 8842 | 8842 | [9 empty] | 3017753
19289-8 | {} | [12 empty] | 3014310
19295-5 | {"NG/ML": 7017} | NG/ML | 8842 | 8842 | [9 empty] | 3015208
193-3 | {} | [12 empty] | 3021331
19321-9 | {"NG/ML": 10} | NG/ML | 8842 | 8842 | [9 empty] | 3028753
19322-7 | {} | [12 empty] | 3024683
19328-4 | {"NG/ML": 1976} | NG/ML | 8842 | 8842 | [9 empty] | 3019535
19344-1 | {} | [12 empty] | 3003017
19346-6 | {"NG/ML": 734} | NG/ML | 8842 | 8842 | [9 empty] | 3000571
19347-4 | {} | [12 empty] | 3033343
19348-2 | {"NG/ML": 1} | NG/ML | 8842 | 8842 | [9 empty] | 3034198
19359-9 | {"NG/ML": 1} | NG/ML | 8842 | 8842 | [9 empty] | 3018060
19370-6 | {} | [12 empty] | 3009563
194-1 | {} | [12 empty] | 3005158
19416-7 | {} | [12 empty] | 3003071
19429-0 | {"NG/ML": 5579} | NG/ML | 8842 | 8842 | [9 empty] | 3009956
19483-7 | {"NG/ML": 1} | NG/ML | 8842 | 8842 | [9 empty] | 3018936
19490-2 | {"NG/ML": 3} | NG/ML | 8842 | 8842 | [9 empty] | 3022808
1952-1 | {"NG/ML": 2241, "MG/L": 1813, "MG/DL": 175} | NG/ML | 8842 | 8842 | [9 empty] | 3013201
1953-9 | {"MG/L": 3} | MG/L | 8751 | 8751 | [9 empty] | 3018081
19532-1 | {"NG/ML": 1} | NG/ML | 8842 | 8842 | [9 empty] | 3003885
19550-3 | {"NG/ML": 5717} | NG/ML | 8842 | 8842 | [9 empty] | 3028707
19555-2 | {} | [12 empty] | 3014028
19557-8 | {"NG/ML": 355} | NG/ML | 8842 | 8842 | [9 empty] | 3023545
19568-5 | {"NG/ML": 10} | NG/ML | 8842 | 8842 | [9 empty] | 3002148
19570-1 | {"NG/ML": 78} | NG/ML | 8842 | 8842 | [9 empty] | 3020725
19586-7 | {} | [12 empty] | 3013983
19588-3 | {"NG/ML": 257} | NG/ML | 8842 | 8842 | [9 empty] | 3017773
1959-6 | {"MMOL/L": 10} | MMOL/L | 8753 | 8753 | HCO3 | 1 |  | 3 | 62 |  |  |  |  | 3006576
19593-3 | {"NG/ML": 109} | NG/ML | 8842 | 8842 | [9 empty] | 3013474
1960-4 | {"MEQ/L": 565024, "MMOL/L": 488753} | MEQ/L | 9557 | 8753 | HCO3 | 1 |  | 3 | 62 |  |  |  | serum_HCO3 | 3008152
1961-2 | {"MEQ/L": 94, "MMOL/L": 48} | MEQ/L | 9557 | 8753 | HCO3 | 1 |  | 3 | 62 |  |  |  | serum_HCO3 | 3015235
19635-2 | {"NG/ML": 73} | NG/ML | 8842 | 8842 | [9 empty] | 3019911
1964-6 | {"MMOL/L": 54, "MOLAR": 1} | MMOL/L | 8753 | 9584 | [9 empty] | 3008251
19642-8 | {"MABS": 9} | MABS | 0 | [10 empty] | 3021016
19643-6 | {"NG/ML": 34} | NG/ML | 8842 | 8842 | [9 empty] | 3005639
19648-5 | {"NG/ML": 2292} | NG/ML | 8842 | 8842 | [9 empty] | 3038160
19659-2 | {"NG/ML": 256} | NG/ML | 8842 | 8842 | [9 empty] | 3013184
1968-7 | {"MG/DL": 922974} | MG/DL | 8840 | 8840 | BILIRUBIN_DIR |  |  | 0.03 | 44 |  |  | 1 | serum_bilirubin | 3027597
19695-6 | {"NG/ML": 389} | NG/ML | 8842 | 8842 | [9 empty] | 3026294
1971-1 | {"MG/DL": 182897, "MG/DL (CALC)": 51786} | MG/DL | 8840 | 9028 | [9 empty] | 3007359
19710-3 | {"NG/ML": 396} | NG/ML | 8842 | 8842 | [9 empty] | 3013542
19712-9 | {"NG/ML": 1} | NG/ML | 8842 | 8842 | [9 empty] | 3014651
19726-9 | {} | [12 empty] | 3019410
19728-5 | {"KU/L": 1} | KU/L | 8810 | 8810 | [9 empty] | 3035623
19734-3 | {"KU/L": 19} | KU/L | 8810 | 8810 | [9 empty] | 3036270
1974-5 | {"MG/DL": 339} | MG/DL | 8840 | 8840 | [9 empty] | 3028193
1975-2 | {"MG/DL": 2600763} | MG/DL | 8840 | 8840 | BILIRUBIN_TOT |  |  | 0.03 | 44 |  |  |  | bilirubin_tot | 3024128
19752-5 | {} | [12 empty] | 3017063
19756-6 | {"KU/L": 1} | KU/L | 8810 | 8810 | [9 empty] | 3007838
19761-6 | {} | [12 empty] | 3004928
19762-4 | {} | [12 empty] | 3007405
19763-2 | {} | [12 empty] | 3006313
19764-0 | {} | [12 empty] | 3022065
19773-1 | {} | [12 empty] | 3027487
19774-9 | {} | [12 empty] | 3010908
1980-2 | {"NG/ML": 4} | NG/ML | 8842 | 8842 | [9 empty] | 3024273
1982-8 | {"NMOL/ML/MIN": 6} | NMOL/ML/MIN | 44777635 | 44777635 | [9 empty] | 3025631
1986-9 | {"NG/ML": 4451} | NG/ML | 8842 | 8842 | [9 empty] | 3010084
1988-5 | {"MG/L": 28901, "MG/DL": 7504, "NO PREFERRED UNIT": 1} | MG/L | 8751 | 8751 | CRP |  |  | 0.02 | 280 |  |  | 1 | serum_CRP | 3020460
1989-3 | {"NG/ML": 91068} | NG/ML | 8842 | 8842 | [9 empty] | 3020149
1990-1 | {"NG/ML": 37146, "PG/ML": 866} | NG/ML | 8842 | 8845 | [9 empty] | 3027361
1992-7 | {"PG/ML": 578} | PG/ML | 8845 | 8845 | [9 empty] | 3010989
1994-3 | {"MMOL/L": 718273, "MMOL\\L": 48948, "MG/DL": 86} | MMOL/L | 8753 | 8840 | CALCIUM_IONIZED | 2.325 | 40.078 | [6 empty] | 3021119
19941-4 | {} | [12 empty] | 3014080
1995-0 | {"MMOL/L": 22842, "MMOL\\L": 1467} | MMOL/L | 8753 | 8840 | CALCIUM_IONIZED | 2.325 | 40.078 | [6 empty] | 3021347
19994-3 | {"%": 273212} | % | 8554 | 8554 | [9 empty] | 3024882
20-8 | {} | [12 empty] | 3023414
2009-9 | {"UNIT/ML": 35} | UNIT/ML | 8763 | 8763 | [9 empty] | 3024552
20102-0 | {"CM H2O": 4787, "CMH2O": 3124} | CM H2O | 44777590 | 44777590 | [9 empty] | 3036380
2019-8 | {"MMHG": 661755, "MM HG": 194485} | MMHG | 8876 | 8876 | PCO2A | [7 empty] | serum_CO2_pp | 3027946
2020-6 | {"MMHG": 87, "MM HG": 19} | MMHG | 8876 | 8876 | PCO2A | [8 empty] | 3023024
2021-4 | {"MMHG": 208466, "MM HG": 55003} | MMHG | 8876 | 8876 | PCO2A | [8 empty] | 3021447
2023-0 | {"MMHG": 2} | MMHG | 8876 | 8876 | [9 empty] | 3027480
2027-1 | {"MMOL/L": 742078, "MEQ/L": 17} | MMOL/L | 8753 | 8753 | CO2 | 1 |  | 1 | 50 |  |  | 1 | serum_CO2 | 3010140
2028-9 | {"MMOL/L": 4348012, "MEQ/L": 129} | MMOL/L | 8753 | 8753 | CO2 | 1 |  | 1 | 50 |  |  | 1 | serum_CO2 | 3015632
2030-5 | {"%SAT": 315753, "%": 209777, "% SAT": 93419, "% SATURATION": 62987} | %SAT | 8728 | 8554 | CARBOXYHEM | [7 empty] | carboxyhem | 3028653
2031-3 | {"%SAT": 46, "%": 18, "% SATURATION": 17, "% SAT": 2} | %SAT | 8728 | 8554 | CARBOXYHEM | [7 empty] | carboxyhem | 3024317
2032-1 | {"%SAT": 103670, "%": 61897, "% SATURATION": 30500, "% SAT": 337} | %SAT | 8728 | 8554 | CARBOXYHEM | [7 empty] | carboxyhem | 3010517
2039-6 | {"NG/ML": 29201} | NG/ML | 8842 | 8842 | [9 empty] | 3003785
20396-8 | {} | [12 empty] | 3035551
20398-4 | {} | [12 empty] | 3037503
20399-2 | {} | [12 empty] | 3038049
20401-6 | {} | [12 empty] | 3001101
20404-0 | {} | [12 empty] | 3036848
20405-7 | {"MG/DL": 26342, "EU/DL": 13, "EU PER DL": 1, "E.U./DL": 1} | MG/DL | 8840 | 8829 | [9 empty] | 3037072
20409-9 | {"ERY/UL": 6, "200ERY": 1, "ERY": 1, "1": 1} | ERY/UL | 8712 | 8647 | RBC_UR_V | [8 empty] | 3009105
20410-7 | {} | [12 empty] | 3037491
20413-1 | {} | [12 empty] | 3012131
20415-6 | {"MIU/ML": 22961} | MIU/ML | 9550 | 9550 | [9 empty] | 3008615
20416-4 | {"COPIES/ML": 1} | COPIES/ML | 8799 | 8799 | [9 empty] | 3016770
20420-6 | {"NG/ML": 151} | NG/ML | 8842 | 8842 | [9 empty] | 3011616
20421-4 | {"UG/ML": 24, "NG/ML": 16} | UG/ML | 8859 | 8859 | [9 empty] | 3008424
20424-8 | {"GPLU/ML": 2146, "GPL U/ML": 1329} | GPLU/ML | 9157 | 9157 | [9 empty] | 3018499
20427-1 | {"NMOL/L": 14} | NMOL/L | 8736 | 8736 | [9 empty] | 3006257
20436-2 | {"MG/DL": 1010} | MG/DL | 8840 | 8840 | GLUCOSE_post | [8 empty] | 3026300
20437-0 | {"MG/DL": 7} | MG/DL | 8840 | 8840 | GLUCOSE_post | [8 empty] | 3027198
20438-8 | {"MG/DL": 3180} | MG/DL | 8840 | 8840 | GLUCOSE_post | [8 empty] | 3010300
20444-6 | {} | [12 empty] | 3028369
20447-9 | {"COPIES/ML": 7945, "CPY/ML": 2843} | COPIES/ML | 8799 | 9257 | [9 empty] | 3010747
20448-7 | {"MCIU/ML": 1523, "UIU/ML": 1141, "UU/ML": 280} | MCIU/ML | 9093 | 8860 | [9 empty] | 3016244
20449-5 | {"INDEX": 18} | INDEX | -1 | -1 | [9 empty] | 3021877
20450-3 | {} | [12 empty] | 3024370
20454-5 | {"MG/DL": 4} | MG/DL | 8840 | 8840 | UAP_cat | [5 empty] | 1 |  | UAP | 3014051
20459-4 | {} | [12 empty] | 3003868
20461-0 | {"MCG/ML": 1} | MCG/ML | 8859 | 8859 | [9 empty] | 3023582
20464-4 | {} | [12 empty] | 3005475
20465-1 | {} | [12 empty] | 3004376
20466-9 | {} | [12 empty] | 3003262
20468-5 | {"NMOL/L": 940} | NMOL/L | 8736 | 8736 | [9 empty] | 3023669
20469-3 | {} | [12 empty] | 3037286
20479-2 | {} | [12 empty] | 3013339
20495-8 | {"UNITS": 98, "U/ML": 28, "U": 1} | UNITS | 8510 | 8510 | [9 empty] | 3015174
20496-6 | {"UNITS": 129, "U/ML": 32, "U": 1} | UNITS | 8510 | 8510 | [9 empty] | 3015468
20506-2 | {} | [12 empty] | 3022650
20507-0 | {"S/CO": 6152} | S/CO | 8779 | 8779 | [9 empty] | 3021461
20508-8 | {} | [12 empty] | 3026355
20510-4 | {} | [12 empty] | 3008183
20522-9 | {"NG/ML": 43} | NG/ML | 8842 | 8842 | [9 empty] | 3024425
2053-7 | {"UG/DL": 52, "MCG/DL": 25} | UG/DL | 8837 | 8837 | [9 empty] | 3001599
20545-0 | {} | [12 empty] | 3001879
20557-5 | {"NG/ML": 75} | NG/ML | 8842 | 8842 | [9 empty] | 3009331
20559-1 | {"NG/ML": 147} | NG/ML | 8842 | 8842 | [9 empty] | 3018105
2056-0 | {"PG/ML": 222} | PG/ML | 8845 | 8845 | [9 empty] | 3037812
20561-7 | {"NG/ML": 46} | NG/ML | 8842 | 8842 | [9 empty] | 3035936
20563-3 | {"%": 132503, "%SATURATION": 10, "%TOTAL HGB": 1} | % | 8554 | 8554 | CARBOXYHEM | [7 empty] | carboxyhem | 3023081
20564-1 | {"%": 29275} | % | 8554 | 8728 | O2SATA | [8 empty] | 3013502
20565-8 | {"MMOL/L": 873448} | MMOL/L | 8753 | 8753 | CO2 | 1 |  | 1 | 50 |  |  | 1 | serum_CO2 | 3014094
20568-2 | {"NG/ML": 18} | NG/ML | 8842 | 8842 | [9 empty] | 3015481
20569-0 | {"%": 2777} | % | 8554 | 8554 | [9 empty] | 3016311
20570-8 | {"%": 4182762, "%PCV": 85762} | % | 8554 | 8554 | HCT | [6 empty] | 1 | HCT | 3009542
20572-4 | {"%": 3455, "G/DL": 1444} | % | 8554 | 8737 | HGB_electrophoresis | [8 empty] | 3009131
20573-2 | {} | [12 empty] | 3016133
20574-0 | {} | [12 empty] | 3016375
20575-7 | {} | [12 empty] | 3016650
20578-1 | {"MCG/ML": 44549, "UG/ML": 7869, "MG/L": 34, "\u039cG/ML": 1} | MCG/ML | 8859 | 8751 | [9 empty] | 3005715
20585-6 | {"THOU/CU MM": 739552, "THOU/MM3": 164463, "CELLS/UL": 12555, "X10E3/UL": 5504, "/UL": 4607, "K/MCL": 249, "K/UL": 6, "THOU/MCL": 3, "X 10 3": 2, "CELL/UL": 2, "TH/UL": 1} | THOU/CU MM | 8848 | 8566 | [9 empty] | 3028022
20595-5 | {} | [12 empty] | 3013075
20624-3 | {"MG/DL": 932} | MG/DL | 8840 | 8840 | CREATININE_UR_24H |  | 113.12 | [6 empty] | 3001349
20625-0 | {"UG/L": 338, "MCG/L": 68} | UG/L | 8748 | 8748 | [9 empty] | 3019434
20626-8 | {"%": 3198} | % | 8554 | 8554 | [9 empty] | 3035113
20629-2 | {} | [12 empty] | 3009401
20633-4 | {"UMOL/L": 69} | UMOL/L | 8749 | 8749 | [9 empty] | 3036285
20634-2 | {"UMOL/L": 109} | UMOL/L | 8749 | 8749 | [9 empty] | 3036809
20635-9 | {"UMOL/L": 69} | UMOL/L | 8749 | 8749 | [9 empty] | 3023370
20636-7 | {"UMOL/L": 933} | UMOL/L | 8749 | 8749 | [9 empty] | 3009172
20637-5 | {"UMOL/L": 228} | UMOL/L | 8749 | 8749 | [9 empty] | 3014399
20638-3 | {"UMOL/L": 191} | UMOL/L | 8749 | 8749 | [9 empty] | 3009010
20639-1 | {"UMOL/L": 229} | UMOL/L | 8749 | 8749 | [9 empty] | 3015546
2064-4 | {"MG/DL": 3270} | MG/DL | 8840 | 8840 | [9 empty] | 3022756
20640-9 | {"UMOL/L": 228} | UMOL/L | 8749 | 8749 | [9 empty] | 3037684
20642-5 | {"UMOL/L": 228} | UMOL/L | 8749 | 8749 | [9 empty] | 3011793
20643-3 | {"UMOL/L": 228} | UMOL/L | 8749 | 8749 | [9 empty] | 3015049
20644-1 | {"UMOL/L": 228} | UMOL/L | 8749 | 8749 | [9 empty] | 3008575
20645-8 | {"UMOL/L": 206} | UMOL/L | 8749 | 8749 | [9 empty] | 3016115
20646-6 | {"UMOL/L": 440} | UMOL/L | 8749 | 8749 | [9 empty] | 3016728
20647-4 | {"UMOL/L": 109} | UMOL/L | 8749 | 8749 | [9 empty] | 3017264
20648-2 | {"UMOL/L": 229} | UMOL/L | 8749 | 8749 | [9 empty] | 3004254
20649-0 | {"UMOL/L": 226} | UMOL/L | 8749 | 8749 | [9 empty] | 3006889
20650-8 | {"UMOL/L": 228} | UMOL/L | 8749 | 8749 | [9 empty] | 3008377
20651-6 | {"UMOL/L": 228} | UMOL/L | 8749 | 8749 | [9 empty] | 3017085
20652-4 | {"UMOL/L": 228} | UMOL/L | 8749 | 8749 | [9 empty] | 3017330
20655-7 | {"UMOL/L": 228} | UMOL/L | 8749 | 8749 | [9 empty] | 3007854
20656-5 | {"UMOL/L": 109} | UMOL/L | 8749 | 8749 | [9 empty] | 3006762
20657-3 | {"UMOL/L": 230} | UMOL/L | 8749 | 8749 | [9 empty] | 3025234
20658-1 | {"UMOL/L": 228} | UMOL/L | 8749 | 8749 | [9 empty] | 3024821
20659-9 | {"UMOL/L": 192} | UMOL/L | 8749 | 8749 | [9 empty] | 3024802
20660-7 | {"UMOL/L": 265} | UMOL/L | 8749 | 8749 | [9 empty] | 3004955
20661-5 | {"UMOL/L": 229} | UMOL/L | 8749 | 8749 | [9 empty] | 3007430
2069-3 | {"MMOL/L": 104148} | MMOL/L | 8753 | 8753 | CHLORIDE |  | 35.453 | 36 | 150 |  |  | 1 | serum_Cl | 3018572
2070-1 | {"MMOL/L": 11} | MMOL/L | 8753 | 8753 | [9 empty] | 3036172
2072-7 | {"MMOL/L": 41} | MMOL/L | 8753 | 8753 | [9 empty] | 3013194
2075-0 | {"MMOL/L": 5802990, "MEQ/L": 104} | MMOL/L | 8753 | 8753 | CHLORIDE |  | 35.453 | 36 | 150 |  |  | 1 | serum_Cl | 3014576
2078-4 | {"MMOL/L": 1410} | MMOL/L | 8753 | 8753 | CHLORIDE_UR |  | 35.453 | [6 empty] | 3007733
20781-1 | {} | [12 empty] | 3001178
20785-2 | {} | [12 empty] | 3019917
20787-8 | {} | [12 empty] | 3012534
2079-2 | {"MMOL/24 HR": 131, "MMOL/24HR": 66, "MMOL/24H": 16, "MMOL/24 H": 5, "MMOL/24HRS": 5, "MMOL/D": 4} | MMOL/24 HR | 8910 | 8807 | CHLORIDE_UR_24H_T |  | 35.453 | [6 empty] | 3006567
20806-6 | {} | [12 empty] | 3006527
2085-9 | {"MG/DL": 644187, "MD/DL": 1} | MG/DL | 8840 | 8840 | [9 empty] | 3007070
2087-5 | {"MG/DL": 5} | MG/DL | 8840 | 8840 | [9 empty] | 3026453
20878-5 | {} | [12 empty] | 3007312
2089-1 | {"MG/DL (CALC)": 9658, "MG/DL": 1750} | MG/DL (CALC) | 9028 | 8840 | [9 empty] | 3028437
2091-7 | {"MG/DL": 9} | MG/DL | 8840 | 8840 | [9 empty] | 3007352
2093-3 | {"MG/DL": 645231, "NO PREFERRED UNIT": 10} | MG/DL | 8840 | 8840 | [9 empty] | 3027114
20951-0 | {} | [12 empty] | 3008798
2098-2 | {"IU/L": 4, "U/L": 1} | IU/L | 8923 | 8923 | [9 empty] | 3010866
20990-8 | {} | [12 empty] | 3013705
20998-1 | {} | [12 empty] | 3020686
20999-9 | {} | [12 empty] | 3036652
21000-5 | {"%": 3579316} | % | 8554 | 8554 | RDW |  |  | 2 | 40 |  |  | 1 | RDW | 3015182
21003-9 | {} | [12 empty] | 3008193
21017-9 | {"X10*6/L": 1} | X10*6/L | 9442 | 9442 | [9 empty] | 3011519
21019-5 | {"UG/D": 158} | UG/D | 8906 | 8906 | [9 empty] | 3013748
21021-1 | {} | [12 empty] | 3025346
21027-8 | {} | [12 empty] | 3020174
21031-0 | {} | [12 empty] | 3010706
21036-9 | {"MG/24 H": 2} | MG/24 H | 8909 | 8909 | [9 empty] | 3000120
21038-5 | {"MG/L": 1} | MG/L | 8751 | 8751 | [9 empty] | 3001892
2104-8 | {"MCG/ML": 3} | MCG/ML | 8859 | 8859 | [9 empty] | 3010578
2106-3 | {"MIU/ML": 647} | MIU/ML | 9550 | 9550 | [9 empty] | 3018954
2107-1 | {} | [12 empty] | 3022237
21070-8 | {} | [12 empty] | 3015974
21074-0 | {"UG/L": 328, "MCG/L": 73, "MCG/SPEC": 1} | UG/L | 8748 | 9657 | [9 empty] | 3017872
21081-5 | {} | [12 empty] | 3004833
21089-8 | {} | [12 empty] | 3027375
2110-5 | {"MIU/ML": 384} | MIU/ML | 9550 | 9550 | [9 empty] | 3011149
21108-6 | {"SAU": 1281, "GPI IGA UNITS": 825, "U/ML": 305} | SAU | 0 | 9099 | [9 empty] | 3000194
2111-3 | {"MIU/ML": 2} | MIU/ML | 9550 | 9550 | [9 empty] | 3011996
2112-1 | {} | [12 empty] | 3009417
21130-0 | {"UG/L": 29, "MCG/L": 12} | UG/L | 8748 | 8748 | [9 empty] | 3020675
2115-4 | {"MIU/ML": 1716, "IU/ML": 123} | MIU/ML | 9550 | 9550 | [9 empty] | 3019497
2118-8 | {} | [12 empty] | 3003191
21193-8 | {"NG/ML": 4} | NG/ML | 8842 | 8842 | [9 empty] | 3004461
21194-6 | {"MMOL/L": 8565} | MMOL/L | 8753 | 8753 | CHLORIDE_UR_24H |  | 35.453 | [6 empty] | 3002752
21198-7 | {"IU/L": 6238, "IU/ML": 3744, "MIU/ML": 3569} | IU/L | 8923 | 8923 | [9 empty] | 3038136
21201-9 | {"NG/ML": 1} | NG/ML | 8842 | 8842 | [9 empty] | 3002050
21203-5 | {"MG/L": 590} | MG/L | 8751 | 8751 | [9 empty] | 3036931
2121-2 | {} | [12 empty] | 3020132
21215-9 | {"NM BCE": 1} | NM BCE | 8665 | 8665 | [9 empty] | 3008440
21216-7 | {} | [12 empty] | 3017388
21233-2 | {} | [12 empty] | 3006433
21235-7 | {} | [12 empty] | 3966276
21262-1 | {} | [12 empty] | 3020489
21264-7 | {} | [12 empty] | 3005625
21282-9 | {"TITER": 1} | TITER | 8525 | 8525 | [9 empty] | 3035154
21283-7 | {"TITER": 1} | TITER | 8525 | 8525 | [9 empty] | 3035673
21299-3 | {} | [12 empty] | 3007259
21302-5 | {} | [12 empty] | 3015425
21303-3 | {} | [12 empty] | 3008886
2132-9 | {"PG/ML": 241466} | PG/ML | 8845 | 8845 | [9 empty] | 3000593
21320-7 | {} | [12 empty] | 3023931
21324-9 | {} | [12 empty] | 3964986
21328-0 | {} | [12 empty] | 3019903
21347-0 | {} | [12 empty] | 3033654
21362-9 | {} | [12 empty] | 3036824
21365-2 | {"NG/ML": 85} | NG/ML | 8842 | 8842 | [9 empty] | 3014727
21367-8 | {} | [12 empty] | 3015862
21368-6 | {"MCG/ML": 39} | MCG/ML | 8859 | 8859 | [9 empty] | 3016398
21374-4 | {"/UL": 636} | /UL | 8647 | 8647 | [9 empty] | 3017295
21376-9 | {} | [12 empty] | 3965502
21383-5 | {"UG/L": 339, "MCG/L": 67} | UG/L | 8748 | 8748 | [9 empty] | 3007953
2139-4 | {"NG/DL": 2} | NG/DL | 8817 | 8817 | [9 empty] | 3017479
21394-2 | {"%": 3} | % | 8554 | 8554 | [9 empty] | 3027180
21395-9 | {"%": 147} | % | 8554 | 8554 | [9 empty] | 3013388
2141-0 | {"PG/ML": 7178} | PG/ML | 8845 | 8845 | [9 empty] | 3035637
21410-6 | {"TITER": 8} | TITER | 8525 | 8525 | [9 empty] | 3011319
21411-4 | {"BTU": 2} | BTU | 9161 | 9161 | [9 empty] | 3015308
21416-3 | {} | [12 empty] | 3003510
21418-9 | {"%": 452848} | % | 8554 | 8554 | [9 empty] | 3001307
21419-7 | {} | [12 empty] | 3019395
2142-8 | {"UG/DL": 288, "MCG/DL": 247} | UG/DL | 8837 | 8837 | [9 empty] | 3035845
21422-1 | {"UG/L": 1213} | UG/L | 8748 | 8748 | [9 empty] | 3003700
2143-6 | {"MCG/DL": 47467, "UG/DL": 5189, "\u039cG/DL": 2} | MCG/DL | 8837 | 8837 | [9 empty] | 3009682
21437-9 | {"PPB": 7} | PPB | 8703 | 8703 | [9 empty] | 3014471
2145-1 | {"MCG/DL": 36} | MCG/DL | 8837 | 8837 | [9 empty] | 3018399
21458-5 | {"MG/DL": 548} | MG/DL | 8840 | 8840 | [9 empty] | 3025776
2147-7 | {"MCG/24 H": 672, "UG/24 HR": 550, "UG/D": 252, "UG/L": 168, "UG/24 H": 1, "UG/24HR": 1} | MCG/24 H | 8906 | 8906 | [9 empty] | 3014564
21476-7 | {"MMOL/L": 10802} | MMOL/L | 8753 | 8753 | POTASSIUM_UR_24H | 0.66667 | 39.0983 | [6 empty] | 3010796
2148-5 | {"MG/DL": 488, "MG/G": 2, "MG": 2} | MG/DL | 8840 | 8840 | [9 empty] | 3015160
21482-5 | {"MG/DL": 11} | MG/DL | 8840 | 8840 | [9 empty] | 3011705
21484-1 | {} | [12 empty] | 3022828
2149-3 | {"MG/DL": 12} | MG/DL | 8840 | 8840 | [9 empty] | 3008918
2150-1 | {"MG/24 HR": 12, "MG/24 H": 7, "NO PREFERRED UNIT": 2, "MG/DL": 1} | MG/24 HR | 8909 | 8909 | [9 empty] | 3009169
21509-5 | {} | [12 empty] | 3015082
21510-3 | {} | [12 empty] | 3037546
21518-6 | {"AU/ML": 5161} | AU/ML | 8763 | 8763 | [9 empty] | 3017651
21525-1 | {"MMOL/L": 359} | MMOL/L | 8753 | 8753 | SODIUM_UR_24H |  | 22.9898 | [6 empty] | 3014485
21551-7 | {} | [12 empty] | 3024414
21556-6 | {"NG/ML": 194} | NG/ML | 8842 | 8842 | [9 empty] | 3022817
21557-4 | {} | [12 empty] | 3019260
21560-8 | {} | [12 empty] | 3012650
21561-6 | {} | [12 empty] | 3010069
21563-2 | {"NMOL/HR/ML RBC": 689, "UNITS/ML RBC": 619, "UNITS/MLRBC": 2} | NMOL/HR/ML RBC | 44777632 | 9083 | [9 empty] | 3020211
2157-6 | {"U/L": 323465, "UNIT/L": 404, "IU/L": 15, "INTUNIT/L": 11} | U/L | 8645 | 8923 | [9 empty] | 3007220
21570-7 | {} | [12 empty] | 3021323
21579-8 | {"MCG/ML": 2} | MCG/ML | 8859 | 8859 | [9 empty] | 3019933
21582-2 | {"UG/L": 1297, "NG/ML": 385, "MCG/L": 250} | UG/L | 8748 | 8748 | [9 empty] | 3019420
21587-1 | {"MG/24 HR": 189, "MG/24HRS": 136, "MG/DL": 117, "MG/24HR": 75} | MG/24 HR | 8909 | 8909 | [9 empty] | 3012870
21599-6 | {} | [12 empty] | 3965324
2160-0 | {"MG/DL": 5952774, "MG/ML": 280} | MG/DL | 8840 | 8840 | CREATININE |  | 113.12 | 0.1 | 20 |  |  | 1 | serum_creatinine | 3016723
2161-8 | {"MG/DL": 260411, "MG/ML": 280, "G/L": 165, "G/24 H": 1} | MG/DL | 8840 | 8840 | CREATININE_UR |  | 113.12 | [6 empty] | 3017250
21610-1 | {"UG/L": 5} | UG/L | 8748 | 8748 | [9 empty] | 3016891
21612-7 | {"YR": 1110} | YR | 9448 | 9448 | [9 empty] | 3007191
21613-5 | {} | [12 empty] | 3006093
21619-2 | {} | [12 empty] | 3011498
2162-6 | {"G/24 H": 14291, "MG/D": 3566, "MG/24HRS": 3073, "G/24 HR": 2893, "G/24HR": 2780, "MG/24 HR": 2419, "MG/DAY": 392, "MG/DL": 45, "MG/24H": 6, "MG/24HR": 4, "ML/MIN": 4, "G/8 H": 1} | G/24 H | 8807 | 8909 | CREATININE_UR_24H_T |  | 113.12 | [6 empty] | 3004239
21636-6 | {} | [12 empty] | 3020720
21639-0 | {} | [12 empty] | 3002832
2164-2 | {"ML/MIN": 7716} | ML/MIN | 8795 | 8795 | [9 empty] | 3005770
21652-3 | {} | [12 empty] | 3002489
21654-9 | {} | [12 empty] | 3019398
21656-4 | {} | [12 empty] | 3035686
21665-5 | {} | [12 empty] | 3009224
21666-3 | {} | [12 empty] | 3014444
21667-1 | {} | [12 empty] | 3009055
21668-9 | {} | [12 empty] | 3015816
21672-1 | {} | [12 empty] | 3015338
21680-4 | {} | [12 empty] | 3017365
21687-9 | {} | [12 empty] | 3024563
21688-7 | {} | [12 empty] | 3025382
21689-5 | {} | [12 empty] | 3026226
21694-5 | {} | [12 empty] | 3026001
21695-2 | {} | [12 empty] | 3026898
21696-0 | {} | [12 empty] | 3013421
21702-6 | {} | [12 empty] | 3012200
21709-1 | {} | [12 empty] | 3005089
2171-7 | {"PG/ML": 18} | PG/ML | 8845 | 8845 | [9 empty] | 3025222
21717-4 | {} | [12 empty] | 3002922
21723-2 | {} | [12 empty] | 3003648
21726-5 | {} | [12 empty] | 3019707
21729-9 | {} | [12 empty] | 3036492
21739-8 | {} | [12 empty] | 3009106
21747-1 | {} | [12 empty] | 3017312
21748-9 | {} | [12 empty] | 3017829
21751-3 | {} | [12 empty] | 3008423
21753-9 | {} | [12 empty] | 3017962
21759-6 | {} | [12 empty] | 3025788
21763-8 | {} | [12 empty] | 3006360
2178-2 | {"UMOL/G CRT": 9, "MG/L": 2} | UMOL/G CRT | 9015 | 9015 | [9 empty] | 3010394
21785-1 | {} | [12 empty] | 3022546
2179-0 | {"MG/24 HR": 46, "MG/D": 9, "MG/DAY": 1} | MG/24 HR | 8909 | 8909 | [9 empty] | 3014324
21821-4 | {} | [12 empty] | 3013321
21822-2 | {} | [12 empty] | 3011913
21823-0 | {} | [12 empty] | 3016815
2191-5 | {"UG/DL": 1875, "MCG/DL": 1765} | UG/DL | 8837 | 8837 | [9 empty] | 3015884
2193-1 | {"NG/ML": 152, "NG/DL": 41} | NG/ML | 8842 | 8817 | [9 empty] | 3022000
2196-4 | {"NG/DL": 76} | NG/DL | 8817 | 8817 | [9 empty] | 3003603
2200-4 | {"MG/24 HR": 10, "MG/24 H": 7} | MG/24 HR | 8909 | 8909 | [9 empty] | 3005151
22112-7 | {} | [12 empty] | 3005698
22126-7 | {} | [12 empty] | 3010380
22133-3 | {} | [12 empty] | 3014973
2216-0 | {"PG/ML": 743} | PG/ML | 8845 | 8845 | [9 empty] | 3013490
2217-8 | {"UG/L": 647, "UG/D": 92} | UG/L | 8748 | 8906 | [9 empty] | 3018686
2218-6 | {"MCG/24 H": 384, "UG/24 HR": 380, "UG/D": 220, "UG/24HR": 6} | MCG/24 H | 8906 | 8906 | [9 empty] | 3008090
22210-9 | {"IV": 18} | IV | 0 | [10 empty] | 3010447
22238-0 | {} | [12 empty] | 3008701
22244-8 | {"U/ML": 7317} | U/ML | 8763 | 8763 | [9 empty] | 3016816
22264-6 | {} | [12 empty] | 3025874
22285-1 | {} | [12 empty] | 3019883
22295-0 | {"U/ML": 7} | U/ML | 8763 | 8763 | [9 empty] | 3002861
2230-1 | {"PG/ML": 753} | PG/ML | 8845 | 8845 | [9 empty] | 3008625
22312-3 | {} | [12 empty] | 3034400
22314-9 | {} | [12 empty] | 3013327
22315-6 | {"S/CO": 14608} | S/CO | 8779 | 8779 | [9 empty] | 3011922
22316-4 | {"LOG IU": 504, "COPIES/ML": 5} | LOG IU | 0 | 8799 | [9 empty] | 3017121
2232-7 | {"UG/24 HR": 384, "MCG/24 H": 305, "UG/D": 201, "UG/G CRT": 92, "UG/24HR": 7, "UG/24 H": 5} | UG/24 HR | 8906 | 8906 | [9 empty] | 3017018
22322-2 | {"MIU/ML": 12724, "INDEX VALUE": 58} | MIU/ML | 9550 | 9550 | [9 empty] | 3017797
2235-0 | {"NG/ML": 1} | NG/ML | 8842 | 8842 | [9 empty] | 3006950
2236-8 | {"NG/ML": 8840} | NG/ML | 8842 | 8842 | [9 empty] | 3006615
22362-8 | {} | [12 empty] | 3014389
2240-0 | {"PG/ML": 12} | PG/ML | 8845 | 8845 | [9 empty] | 3004820
22415-4 | {} | [12 empty] | 3028498
2243-4 | {"PG/ML": 10888} | PG/ML | 8845 | 8845 | [9 empty] | 3025285
22446-9 | {} | [12 empty] | 3002447
22450-1 | {} | [12 empty] | 3000497
22459-2 | {} | [12 empty] | 3009194
22488-1 | {} | [12 empty] | 3026032
22496-4 | {} | [12 empty] | 3010937
225-3 | {"MCG/ML": 21} | MCG/ML | 8859 | 8859 | [9 empty] | 3014569
2250-9 | {"NG/ML": 5185} | NG/ML | 8842 | 8842 | [9 empty] | 3025455
22500-3 | {} | [12 empty] | 3026013
2251-7 | {"NG/ML": 174} | NG/ML | 8842 | 8842 | [9 empty] | 3025994
22517-7 | {} | [12 empty] | 3003550
22521-9 | {} | [12 empty] | 3023443
2254-1 | {"PG/ML": 1185} | PG/ML | 8845 | 8845 | [9 empty] | 3027646
22572-2 | {} | [12 empty] | 3027860
2258-2 | {"PG/ML": 330} | PG/ML | 8845 | 8845 | [9 empty] | 3023640
22580-5 | {} | [12 empty] | 3024995
22587-0 | {} | [12 empty] | 3019832
22592-0 | {} | [12 empty] | 3020488
22600-1 | {} | [12 empty] | 3004655
22633-2 | {} | [12 empty] | 3008885
22634-0 | {} | [12 empty] | 3007597
22635-7 | {} | [12 empty] | 3007033
22636-5 | {} | [12 empty] | 3005941
22637-3 | {} | [12 empty] | 3025891
22666-2 | {"NG/ML": 32} | NG/ML | 8842 | 8842 | [9 empty] | 3005069
22670-4 | {"UMOL/L": 40} | UMOL/L | 8749 | 8749 | [9 empty] | 3019660
22671-2 | {"UMOL/L": 28, "NMOL/ML": 2} | UMOL/L | 8749 | 8843 | [9 empty] | 3021664
22672-0 | {"UMOL/L": 40} | UMOL/L | 8749 | 8749 | [9 empty] | 3005335
22674-6 | {"NMOL/L": 78} | NMOL/L | 8736 | 8736 | [9 empty] | 3002903
22679-5 | {"MMOL/MOL CREAT": 6} | MMOL/MOL CREAT | 9019 | 9019 | [9 empty] | 3035318
22681-1 | {"MMOL/MOL CREAT": 6} | MMOL/MOL CREAT | 9019 | 9019 | [9 empty] | 3002540
22682-9 | {"MMOL/MOL CREAT": 6} | MMOL/MOL CREAT | 9019 | 9019 | [9 empty] | 3001380
22684-5 | {"MMOL/MOL CREAT": 6} | MMOL/MOL CREAT | 9019 | 9019 | [9 empty] | 3035443
22685-2 | {"MMOL/MOL CREAT": 6} | MMOL/MOL CREAT | 9019 | 9019 | [9 empty] | 3035967
22687-8 | {"MMOL/MOL CREAT": 6} | MMOL/MOL CREAT | 9019 | 9019 | [9 empty] | 3023039
22688-6 | {"MMOL/MOL CREAT": 6} | MMOL/MOL CREAT | 9019 | 9019 | [9 empty] | 3013519
22690-2 | {"MMOL/MOL CREAT": 6} | MMOL/MOL CREAT | 9019 | 9019 | [9 empty] | 3036314
22691-0 | {"MMOL/MOL CREAT": 6} | MMOL/MOL CREAT | 9019 | 9019 | [9 empty] | 3036607
22692-8 | {"MMOL/MOL CREAT": 6} | MMOL/MOL CREAT | 9019 | 9019 | [9 empty] | 3037436
22693-6 | {"MMOL/MOL CREAT": 6} | MMOL/MOL CREAT | 9019 | 9019 | [9 empty] | 3020273
22694-4 | {"MMOL/MOL CREAT": 6} | MMOL/MOL CREAT | 9019 | 9019 | [9 empty] | 3009511
22695-1 | {} | [12 empty] | 3014728
22697-7 | {"MMOL/MOL CREAT": 6} | MMOL/MOL CREAT | 9019 | 9019 | [9 empty] | 3015861
22698-5 | {"MMOL/MOL CREAT": 6} | MMOL/MOL CREAT | 9019 | 9019 | [9 empty] | 3016397
2270-7 | {} | [12 empty] | 3022481
22703-3 | {"MMOL/MOL CREAT": 6} | MMOL/MOL CREAT | 9019 | 9019 | [9 empty] | 3015195
22706-6 | {"MMOL/MOL CREAT": 6} | MMOL/MOL CREAT | 9019 | 9019 | [9 empty] | 3008211
22707-4 | {"MMOL/MOL CREAT": 6} | MMOL/MOL CREAT | 9019 | 9019 | [9 empty] | 3007107
22708-2 | {"MMOL/MOL CREAT": 13} | MMOL/MOL CREAT | 9019 | 9019 | [9 empty] | 3006015
22709-0 | {"MMOL/MOL CREAT": 6} | MMOL/MOL CREAT | 9019 | 9019 | [9 empty] | 3026189
22710-8 | {"MMOL/MOL CREAT": 6} | MMOL/MOL CREAT | 9019 | 9019 | [9 empty] | 3016382
22711-6 | {"MMOL/MOL CREAT": 6} | MMOL/MOL CREAT | 9019 | 9019 | [9 empty] | 3016929
22726-4 | {"MG/DL": 77} | MG/DL | 8840 | 8840 | [9 empty] | 3026726
22735-5 | {"MEQ/L": 27} | MEQ/L | 9557 | 9557 | [9 empty] | 3014637
22752-0 | {"MCG/ML": 431, "UG/ML": 27} | MCG/ML | 8859 | 8859 | [9 empty] | 3003701
22758-7 | {"NG/ML": 1} | NG/ML | 8842 | 8842 | [9 empty] | 3036475
2276-4 | {"NG/ML": 251735, "CELLS/UL": 78} | NG/ML | 8842 | 8784 | [9 empty] | 3001122
22761-1 | {"UMOL/L": 28, "NMOL/ML": 2} | UMOL/L | 8749 | 8843 | [9 empty] | 3020622
22763-7 | {"UG/DL": 315, "UMOL/L": 2} | UG/DL | 8837 | 8837 | [9 empty] | 3036887
2282-2 | {"NG/ML": 24112} | NG/ML | 8842 | 8842 | [9 empty] | 3002112
2283-0 | {"NG/ML": 897, "NG/ML RBC": 201} | NG/ML | 8842 | 9113 | [9 empty] | 3035569
2284-8 | {"NG/ML": 109751} | NG/ML | 8842 | 8842 | [9 empty] | 3036987
2295-4 | {"MG/DL": 1} | MG/DL | 8840 | 8840 | [9 empty] | 3011631
23125-8 | {"TITER": 1} | TITER | 8525 | 8525 | [9 empty] | 3015433
23197-7 | {} | [12 empty] | 3017304
23201-7 | {} | [12 empty] | 3009031
2324-2 | {"U/L": 85981, "IU/L": 7547, "UNIT/L": 4, "INTUNIT/L": 1} | U/L | 8645 | 8923 | [9 empty] | 3026910
233-7 | {} | [12 empty] | 3016893
2333-3 | {"PG/ML": 1018} | PG/ML | 8845 | 8845 | [9 empty] | 3009927
2334-1 | {} | [12 empty] | 3010765
2336-6 | {"G/DL": 266} | G/DL | 8713 | 8713 | [9 empty] | 3021886
2338-2 | {"NG/L": 58, "PG/ML": 50} | NG/L | 8725 | 8845 | [9 empty] | 3023436
2339-0 | {"MG/DL": 5179939} | MG/DL | 8840 | 8840 | GLUCOSE |  |  | 25 | 1400 |  |  | 1 | serum_glucose | 3000483
2340-8 | {"MG/DL": 2542470} | MG/DL | 8840 | 8840 | GLUCOSE |  |  | 25 | 1400 |  |  | 1 | serum_glucose | 3011424
2342-4 | {"MG/DL": 11302} | MG/DL | 8840 | 8840 | [9 empty] | 3022548
2344-0 | {"MG/DL": 8276} | MG/DL | 8840 | 8840 | [9 empty] | 3019210
2345-7 | {"MG/DL": 5971315, "FBS": 2, "RBS": 2, "FASTING": 1, "242MG/DL": 1, "MG": 1} | MG/DL | 8840 | 8840 | GLUCOSE |  |  | 25 | 1400 |  |  | 1 | serum_glucose | 3004501
2348-1 | {"MG/DL": 8} | MG/DL | 8840 | 8840 | [9 empty] | 3001978
2349-9 | {"MG/DL": 7} | MG/DL | 8840 | 8840 | GLUCOSE_UR | [5 empty] | 1 |  | GLUURN | 3020650
2350-7 | {"MG/DL": 661812} | MG/DL | 8840 | 8840 | GLUCOSE_UR | [5 empty] | 1 |  | GLUURN | 3020399
2351-5 | {"G/24 H": 5, "MG/24HRS": 4, "G/24 HR": 4, "G/24HR": 2} | G/24 H | 8807 | 8807 | GLUCOSE_T | [8 empty] | 3005478
2357-2 | {"U/G HB": 627, "U/10E12 RBC": 25, "U/GHB": 2} | U/G HB | 9651 | 9031 | [9 empty] | 3037524
23627-3 | {"MCG/ML": 24} | MCG/ML | 8859 | 8859 | [9 empty] | 3020648
23658-8 | {} | [12 empty] | 3006581
23667-9 | {} | [12 empty] | 3027247
23761-0 | {"%": 1316040, "10*3/UL": 1} | % | 8554 | 8554 | Neutrophils_per | [8 empty] | 3027368
23800-6 | {} | [12 empty] | 3023372
23811-3 | {} | [12 empty] | 3016670
23820-4 | {} | [12 empty] | 3007856
23821-2 | {} | [12 empty] | 3006765
23825-3 | {"%": 7} | % | 8554 | 8554 | [9 empty] | 3025944
23826-1 | {} | [12 empty] | 3012477
23827-9 | {"IU/ML": 3} | IU/ML | 8985 | 8985 | [9 empty] | 3026994
23828-7 | {"IU/ML": 6} | IU/ML | 8985 | 8985 | [9 empty] | 3012971
23830-3 | {"IU/ML": 4} | IU/ML | 8985 | 8985 | [9 empty] | 3026011
23831-1 | {"IU/ML": 7} | IU/ML | 8985 | 8985 | [9 empty] | 3026555
23841-0 | {"MOM": 745} | MOM | 8494 | 8494 | [9 empty] | 3010164
23845-1 | {"MCG/24 H": 2} | MCG/24 H | 8906 | 8906 | [9 empty] | 3005278
23846-9 | {"MCG/24 H": 2} | MCG/24 H | 8906 | 8906 | [9 empty] | 3000907
23851-9 | {"MCG/ML": 2} | MCG/ML | 8859 | 8859 | [9 empty] | 3023441
23860-0 | {"/UL": 64} | /UL | 8647 | 8647 | [9 empty] | 3003159
23869-1 | {"IU/ML": 753} | IU/ML | 8985 | 8985 | [9 empty] | 3008652
23871-7 | {} | [12 empty] | 3033500
23874-1 | {"MCG/24 H": 2} | MCG/24 H | 8906 | 8906 | [9 empty] | 3015706
23875-8 | {"MCG/24 H": 2} | MCG/24 H | 8906 | 8906 | [9 empty] | 3008439
23876-6 | {"COPIES/ML": 1} | COPIES/ML | 8799 | 8799 | [9 empty] | 3017385
23877-4 | {} | [12 empty] | 3017930
23878-2 | {} | [12 empty] | 3018471
23883-2 | {"PG/ML": 5610} | PG/ML | 8845 | 8845 | [9 empty] | 3018595
23885-7 | {"MCG/24 H": 2} | MCG/24 H | 8906 | 8906 | [9 empty] | 3005014
23886-5 | {"MCG/24 H": 2} | MCG/24 H | 8906 | 8906 | [9 empty] | 3007491
23887-3 | {"MCG/24 H": 2} | MCG/24 H | 8906 | 8906 | [9 empty] | 3006480
23902-0 | {"%": 134} | % | 8554 | 8554 | [9 empty] | 3027180
23904-6 | {"%": 1} | % | 8554 | 8554 | [9 empty] | 3013432
23905-3 | {"MCG/ML": 1479, "UG/ML": 72} | MCG/ML | 8859 | 8859 | [9 empty] | 3027653
23906-1 | {"MCG/ML": 189, "UG/ML": 72} | MCG/ML | 8859 | 8859 | [9 empty] | 3013870
23918-6 | {"%": 2} | % | 8554 | 8554 | [9 empty] | 3000422
23920-2 | {"%": 2} | % | 8554 | 8554 | [9 empty] | 3018978
23937-6 | {"PPB": 7} | PPB | 8703 | 8703 | [9 empty] | 3038062
23979-8 | {} | [12 empty] | 3011678
23985-5 | {} | [12 empty] | 3012327
23991-3 | {} | [12 empty] | 3012988
23992-1 | {"ISR": 1} | ISR | 8488 | 8488 | [9 empty] | 3010414
24006-9 | {} | [12 empty] | 3006947
24007-7 | {"U/ML": 268} | U/ML | 8763 | 8763 | [9 empty] | 3006627
24013-5 | {} | [12 empty] | 3006826
24016-8 | {} | [12 empty] | 3025111
24021-8 | {"UG/ML": 416} | UG/ML | 8859 | 8859 | [9 empty] | 36203906
24027-5 | {} | [12 empty] | 3011363
24032-5 | {"MCG/ML": 60} | MCG/ML | 8859 | 8859 | [9 empty] | 3009929
24049-9 | {"NMOL/HR/MG PRT": 5, "NMOL/HR/MG": 1} | NMOL/HR/MG PRT | 9145 | 9145 | [9 empty] | 3036348
2407-5 | {"UG/L": 118} | UG/L | 8748 | 8748 | [9 empty] | 3016555
24075-4 | {"NMOL/HR/MG PRT": 4, "NMOL/MIN/MG": 3} | NMOL/HR/MG PRT | 9145 | 9145 | [9 empty] | 3018895
24082-0 | {"NMOL/H/MG HB": 1} | NMOL/H/MG HB | 8993 | 8993 | [9 empty] | 3015429
241-0 | {"MCG/ML": 1} | MCG/ML | 8859 | 8859 | [9 empty] | 3006865
24103-4 | {"CELLS/UL": 209} | CELLS/UL | 8784 | 8784 | [9 empty] | 3024342
24108-3 | {"U/ML": 13970, "UNIT/ML": 22} | U/ML | 8763 | 8763 | [9 empty] | 3022914
24110-9 | {"I.V.": 6} | I.V. | -1 | -1 | [9 empty] | 3011520
24111-7 | {} | [12 empty] | 3011371
24113-3 | {} | [12 empty] | 3022560
24119-0 | {} | [12 empty] | 3001145
24124-0 | {"/LPF": 12020} | /LPF | 8765 | 8765 | [9 empty] | 3003291
24125-7 | {} | [12 empty] | 3001556
24127-3 | {"IU/ML": 4} | IU/ML | 8985 | 8985 | [9 empty] | 3037528
24139-8 | {"KU/L": 2} | KU/L | 8810 | 8810 | [9 empty] | 3017133
2416-6 | {"NG/ML": 252} | NG/ML | 8842 | 8842 | [9 empty] | 3019508
2417-4 | {"UG/L": 5} | UG/L | 8748 | 8748 | [9 empty] | 3004573
24312-1 | {} | [12 empty] | 3004786
2432-3 | {} | [12 empty] | 3001881
24331-1 | {} | [12 empty] | 3010946
24337-8 | {"MMOL/L": 33} | MMOL/L | 8753 | 8753 | [9 empty] | 3022313
24341-0 | {"ML/DL": 101173} | ML/DL | 9570 | 9570 | [9 empty] | 3018929
2436-4 | {"MG/D": 12, "MG/24 H": 5} | MG/D | 8909 | 8909 | [9 empty] | 3034411
24377-4 | {"PRU": 343} | PRU | 9388 | 9388 | [9 empty] | 3014543
24387-3 | {} | [12 empty] | 3022688
24388-1 | {} | [12 empty] | 3025548
24400-4 | {"TITER": 1} | TITER | 8525 | 8525 | [9 empty] | 3025588
24401-2 | {"TITER": 1} | TITER | 8525 | 8525 | [9 empty] | 3026976
24407-9 | {"NG/DL": 2} | NG/DL | 8817 | 8817 | [9 empty] | 3016207
24429-3 | {} | [12 empty] | 3037772
24435-0 | {"MMOL/MOL CREAT": 13} | MMOL/MOL CREAT | 9019 | 9019 | [9 empty] | 3033604
24436-8 | {"MMOL/MOL CREAT": 13} | MMOL/MOL CREAT | 9019 | 9019 | [9 empty] | 3034127
24437-6 | {"MMOL/MOL CREAT": 11} | MMOL/MOL CREAT | 9019 | 9019 | [9 empty] | 3022127
24438-4 | {"MMOL/MOL CREAT": 13} | MMOL/MOL CREAT | 9019 | 9019 | [9 empty] | 3013068
24439-2 | {"MMOL/MOL CREAT": 13} | MMOL/MOL CREAT | 9019 | 9019 | [9 empty] | 3011600
24440-0 | {"MMOL/MOL CREAT": 13} | MMOL/MOL CREAT | 9019 | 9019 | [9 empty] | 3033353
24441-8 | {"MMOL/MOL CREAT": 13} | MMOL/MOL CREAT | 9019 | 9019 | [9 empty] | 3034486
24442-6 | {"MMOL/MOL CREAT": 13} | MMOL/MOL CREAT | 9019 | 9019 | [9 empty] | 3035020
24443-4 | {"MMOL/MOL CREAT": 13} | MMOL/MOL CREAT | 9019 | 9019 | [9 empty] | 3019682
24444-2 | {"MMOL/MOL CREAT": 13} | MMOL/MOL CREAT | 9019 | 9019 | [9 empty] | 3013970
24445-9 | {"MMOL/MOL CREAT": 9} | MMOL/MOL CREAT | 9019 | 9019 | [9 empty] | 3012256
24446-7 | {"MG/L": 82} | MG/L | 8751 | 8751 | [9 empty] | 3017750
24447-5 | {"MG/DAY": 388, "MG/24HRS": 230, "MG/D": 227, "MG/24 H": 220, "MG/24 HR": 205, "MG/DL": 184} | MG/DAY | 8909 | 8909 | [9 empty] | 3018601
24458-2 | {"PG/ML": 38} | PG/ML | 8845 | 8845 | [9 empty] | 3007059
24461-6 | {"MMOL/L": 9} | MMOL/L | 8753 | 8753 | [9 empty] | 3016103
24462-4 | {"UG/24 HR": 20, "MCG/24 H": 16} | UG/24 HR | 8906 | 8906 | [9 empty] | 3016942
24467-3 | {"CELLS/UL": 9874, "/UL": 2962, "MG/DL": 2238} | CELLS/UL | 8784 | 8647 | [9 empty] | 3028167
24472-3 | {"SECONDS": 727} | SECONDS | 8555 | 8555 | [9 empty] | 3027391
24475-6 | {} | [12 empty] | 3025008
24476-4 | {} | [12 empty] | 3011836
2451-3 | {} | [12 empty] | 3013504
2458-8 | {"MG/DL": 55047} | MG/DL | 8840 | 8840 | [9 empty] | 3007164
2460-4 | {"MG/DL": 74, "MG/L": 4} | MG/DL | 8840 | 8751 | [9 empty] | 3016135
2464-6 | {"MG/DL": 1232} | MG/DL | 8840 | 8840 | [9 empty] | 3007368
2465-3 | {"MG/DL": 45569} | MG/DL | 8840 | 8840 | [9 empty] | 3005719
2466-1 | {"MG/DL": 3817, "": 1} | MG/DL | 8840 | 8840 | [9 empty] | 3027135
2467-9 | {"MG/DL": 3783} | MG/DL | 8840 | 8840 | [9 empty] | 3028192
2468-7 | {"MG/DL": 3783} | MG/DL | 8840 | 8840 | [9 empty] | 3024139
2469-5 | {"MG/DL": 4215} | MG/DL | 8840 | 8840 | [9 empty] | 3024980
2470-3 | {"RATIO": 772} | RATIO | 8523 | 8523 | [9 empty] | 3007798
2471-1 | {"MG/DL": 11} | MG/DL | 8840 | 8840 | [9 empty] | 3006706
2472-9 | {"MG/DL": 40328} | MG/DL | 8840 | 8840 | [9 empty] | 3028026
2482-8 | {"NU/ML": 148} | NU/ML | 9445 | 9445 | [9 empty] | 3013080
2483-6 | {"NG/ML": 37, "UG/L": 25, "MG/L": 17} | NG/ML | 8842 | 8751 | [9 empty] | 3027370
2484-4 | {"NG/ML": 3957} | NG/ML | 8842 | 8842 | [9 empty] | 3013273
2485-1 | {"NG/ML": 7} | NG/ML | 8842 | 8842 | [9 empty] | 3011007
249-3 | {} | [12 empty] | 3012295
2492-7 | {"UG/24 HR": 13, "MCG/24H": 8} | UG/24 HR | 8906 | 8906 | [9 empty] | 3015597
2494-3 | {"MCG/L": 31, "UG/L": 4} | MCG/L | 8748 | 8748 | [9 empty] | 3022013
2495-0 | {"MCG/L": 49, "UG/L": 21} | MCG/L | 8748 | 8748 | [9 empty] | 3005219
2498-4 | {"UG/DL": 188928, "MCG/DL": 34173} | UG/DL | 8837 | 8837 | [9 empty] | 3002400
2500-7 | {"MCG/DL": 149205, "UG/DL": 32278, "MCG/DL (CALC)": 27864} | MCG/DL | 8837 | 8837 | [9 empty] | 3021044
2501-5 | {"UG/DL": 11325} | UG/DL | 8837 | 8837 | [9 empty] | 3005168
2502-3 | {"%": 176132, "% (CALC)": 32418, "NO PREFERRED UNIT": 11, "% SATURATION": 4} | % | 8554 | 8728 | [9 empty] | 3000185
25082-9 | {"MMOL/MOL CREAT": 13} | MMOL/MOL CREAT | 9019 | 9019 | [9 empty] | 3002159
25083-7 | {"MMOL/MOL CREAT": 13} | MMOL/MOL CREAT | 9019 | 9019 | [9 empty] | 3023664
25084-5 | {"MMOL/MOL CREAT": 13} | MMOL/MOL CREAT | 9019 | 9019 | [9 empty] | 3037279
25085-2 | {"MMOL/MOL CREAT": 13} | MMOL/MOL CREAT | 9019 | 9019 | [9 empty] | 3037806
25086-0 | {"MMOL/MOL CREAT": 6} | MMOL/MOL CREAT | 9019 | 9019 | [9 empty] | 3033810
25087-8 | {"MMOL/MOL CREAT": 13} | MMOL/MOL CREAT | 9019 | 9019 | [9 empty] | 3021785
25088-6 | {"MMOL/MOL CREAT": 13} | MMOL/MOL CREAT | 9019 | 9019 | [9 empty] | 3012438
25089-4 | {"MMOL/MOL CREAT": 13} | MMOL/MOL CREAT | 9019 | 9019 | [9 empty] | 3016015
25092-8 | {"MMOL/MOL CREAT": 6} | MMOL/MOL CREAT | 9019 | 9019 | [9 empty] | 3034388
25093-6 | {"MMOL/MOL CREAT": 13} | MMOL/MOL CREAT | 9019 | 9019 | [9 empty] | 3022453
25097-7 | {"MMOL/MOL CREAT": 13} | MMOL/MOL CREAT | 9019 | 9019 | [9 empty] | 3017662
25098-5 | {"MMOL/MOL CREAT": 6} | MMOL/MOL CREAT | 9019 | 9019 | [9 empty] | 3018214
25099-3 | {"MMOL/MOL CREAT": 13} | MMOL/MOL CREAT | 9019 | 9019 | [9 empty] | 3018809
25101-7 | {"MMOL/MOL CREAT": 13} | MMOL/MOL CREAT | 9019 | 9019 | [9 empty] | 3015999
25103-3 | {"MMOL/MOL CREAT": 13} | MMOL/MOL CREAT | 9019 | 9019 | [9 empty] | 3017068
25104-1 | {"MMOL/MOL CREAT": 13} | MMOL/MOL CREAT | 9019 | 9019 | [9 empty] | 3017610
25105-8 | {"MMOL/MOL CREAT": 11} | MMOL/MOL CREAT | 9019 | 9019 | [9 empty] | 3018131
25106-6 | {"MMOL/MOL CREAT": 2} | MMOL/MOL CREAT | 9019 | 9019 | [9 empty] | 3004748
25107-4 | {"MMOL/MOL CREAT": 2} | MMOL/MOL CREAT | 9019 | 9019 | [9 empty] | 3007843
25108-2 | {"MMOL/MOL CREAT": 2} | MMOL/MOL CREAT | 9019 | 9019 | [9 empty] | 3006747
25109-0 | {"MMOL/MOL CREAT": 6} | MMOL/MOL CREAT | 9019 | 9019 | [9 empty] | 3025218
25110-8 | {"MMOL/MOL CREAT": 6} | MMOL/MOL CREAT | 9019 | 9019 | [9 empty] | 3018256
25111-6 | {"MMOL/MOL CREAT": 13} | MMOL/MOL CREAT | 9019 | 9019 | [9 empty] | 3018792
25112-4 | {"MMOL/MOL CREAT": 13} | MMOL/MOL CREAT | 9019 | 9019 | [9 empty] | 3004935
25113-2 | {"MMOL/MOL CREAT": 13} | MMOL/MOL CREAT | 9019 | 9019 | [9 empty] | 3007411
25114-0 | {"MMOL/MOL CREAT": 13} | MMOL/MOL CREAT | 9019 | 9019 | [9 empty] | 3006318
25116-5 | {"MMOL/MOL CREAT": 15, "UMOL/MMOL CR": 11, "MMOL/MOL CRT": 7} | MMOL/MOL CREAT | 9019 | 9019 | [9 empty] | 3025161
25117-3 | {"MMOL/MOL CREAT": 13} | MMOL/MOL CREAT | 9019 | 9019 | [9 empty] | 3025701
25118-1 | {"MMOL/MOL CREAT": 2} | MMOL/MOL CREAT | 9019 | 9019 | [9 empty] | 3026598
25119-9 | {"MMOL/MOL CREAT": 13} | MMOL/MOL CREAT | 9019 | 9019 | [9 empty] | 3013117
25120-7 | {"MMOL/MOL CREAT": 13} | MMOL/MOL CREAT | 9019 | 9019 | [9 empty] | 3006506
25121-5 | {"MMOL/MOL CREAT": 13} | MMOL/MOL CREAT | 9019 | 9019 | [9 empty] | 3022644
25124-9 | {"MMOL/MOL CREAT": 13} | MMOL/MOL CREAT | 9019 | 9019 | [9 empty] | 3027477
25125-6 | {"MMOL/MOL CREAT": 13} | MMOL/MOL CREAT | 9019 | 9019 | [9 empty] | 3010911
25126-4 | {"MMOL/MOL CREAT": 13} | MMOL/MOL CREAT | 9019 | 9019 | [9 empty] | 3028309
25132-2 | {"MMOL/MOL CREAT": 13} | MMOL/MOL CREAT | 9019 | 9019 | [9 empty] | 3023996
25133-0 | {"MMOL/MOL CREAT": 6} | MMOL/MOL CREAT | 9019 | 9019 | [9 empty] | 3010228
25134-8 | {"MMOL/MOL CREAT": 13} | MMOL/MOL CREAT | 9019 | 9019 | [9 empty] | 3011051
25135-5 | {"MMOL/MOL CREAT": 13} | MMOL/MOL CREAT | 9019 | 9019 | [9 empty] | 3016545
25136-3 | {"MMOL/MOL CREAT": 13} | MMOL/MOL CREAT | 9019 | 9019 | [9 empty] | 3022176
25137-1 | {"MMOL/MOL CREAT": 13} | MMOL/MOL CREAT | 9019 | 9019 | [9 empty] | 3023201
25138-9 | {"MMOL/MOL CREAT": 6} | MMOL/MOL CREAT | 9019 | 9019 | [9 empty] | 3023489
25139-7 | {"MMOL/MOL CREAT": 6} | MMOL/MOL CREAT | 9019 | 9019 | [9 empty] | 3000478
2514-8 | {"MG/DL": 616464, "NEG": 1} | MG/DL | 8840 | 8840 | [9 empty] | 3035350
25140-5 | {"MMOL/MOL CREAT": 13} | MMOL/MOL CREAT | 9019 | 9019 | [9 empty] | 3011713
25148-8 | {"/HPF": 5452} | /HPF | 8786 | 8786 | [9 empty] | 3002033
25156-1 | {"/HPF": 2598} | /HPF | 8786 | 8786 | [9 empty] | 3037579
2518-9 | {"MMOL/L": 6253} | MMOL/L | 8753 | 8753 | Lactate | 1 | 90.08 | 0.3 | 28 |  |  | 1 | serum_lactate | 3018405
25194-2 | {"MCG/ML": 1} | MCG/ML | 8859 | 8859 | [9 empty] | 3027121
2520-5 | {"MMOL/L": 169} | MMOL/L | 8753 | 8753 | [9 empty] | 3035999
25202-3 | {"MCG/ML": 1} | MCG/ML | 8859 | 8859 | [9 empty] | 3028431
25205-6 | {"MCG/ML": 1} | MCG/ML | 8859 | 8859 | [9 empty] | 3010584
25218-9 | {"MCG/ML": 1} | MCG/ML | 8859 | 8859 | [9 empty] | 3003452
2524-7 | {"MMOL/L": 12621} | MMOL/L | 8753 | 8753 | Lactate | 1 | 90.08 | 0.3 | 28 |  |  | 1 | serum_lactate | 3014111
25296-5 | {"UG/ML": 989, "MCG/ML": 189} | UG/ML | 8859 | 8859 | [9 empty] | 3000899
253-5 | {} | [12 empty] | 3012451
25303-9 | {"MG/G": 8} | MG/G | 8723 | 8723 | [9 empty] | 3003101
25308-8 | {"MEQ/DAY": 369, "MMOL/24 HR": 119, "MEQ/24 HR": 9} | MEQ/DAY | 44777582 | 44777582 | [9 empty] | 3035051
25311-2 | {"U/L": 6} | U/L | 8645 | 8645 | [9 empty] | 3001415
2532-0 | {"U/L": 28552, "IU/L": 4953} | U/L | 8645 | 8923 | [9 empty] | 3016436
2536-1 | {"%": 121} | % | 8554 | 8554 | [9 empty] | 3006898
2537-9 | {"IU/L": 101016, "U/L": 44453, "UNIT/L": 246, "%": 134, "INTUNIT/L": 17} | IU/L | 8923 | 8554 | [9 empty] | 3005783
25389-8 | {"OD": 9, "IV": 7, "U": 3} | OD | 8589 | 8589 | [9 empty] | 3012386
2539-5 | {"%": 120} | % | 8554 | 8554 | [9 empty] | 3023919
25397-1 | {"IV": 41} | IV | 0 | [10 empty] | 3016842
2540-3 | {"%": 136} | % | 8554 | 8554 | [9 empty] | 3017861
25416-9 | {"TITER": 1} | TITER | 8525 | 8525 | [9 empty] | 3021769
25417-7 | {"TITER": 1} | TITER | 8525 | 8525 | [9 empty] | 3025803
25418-5 | {"AU/ML": 960, "INDEX": 158} | AU/ML | 8763 | 8763 | [9 empty] | 3025709
25419-3 | {"IV": 45, "AU": 24} | IV | 0 | 45744811 | [9 empty] | 3026253
2542-9 | {"%": 120} | % | 8554 | 8554 | [9 empty] | 3007858
25421-9 | {"ISR": 25, "AU": 14} | ISR | 8488 | 45744811 | [9 empty] | 3006522
25428-4 | {"MG/DL": 77632} | MG/DL | 8840 | 8840 | GLUCOSE_UR | [5 empty] | 1 |  | GLUURN | 3009261
2543-7 | {"%": 136} | % | 8554 | 8554 | [9 empty] | 3006769
2545-2 | {"%": 120} | % | 8554 | 8554 | [9 empty] | 3024830
25452-4 | {} | [12 empty] | 3005486
2546-0 | {"%": 136} | % | 8554 | 8554 | [9 empty] | 3025124
25474-8 | {"NMOL/L": 1149} | NMOL/L | 8736 | 8736 | [9 empty] | 3012602
2548-6 | {"%": 120} | % | 8554 | 8554 | [9 empty] | 3012481
25489-6 | {} | [12 empty] | 3026179
2549-4 | {"%": 136} | % | 8554 | 8554 | [9 empty] | 3027010
25498-7 | {"PMOL/ML": 2} | PMOL/ML | 9632 | 9632 | [9 empty] | 3024680
25514-1 | {"IU/ML": 733} | IU/ML | 8985 | 8985 | [9 empty] | 3013750
25542-2 | {} | [12 empty] | 3034844
25587-7 | {"NG/ML": 1571, "NMOL/L": 225} | NG/ML | 8842 | 8736 | [9 empty] | 3014702
2560-1 | {"UMOL/L": 3} | UMOL/L | 8749 | 8749 | [9 empty] | 3010934
25638-8 | {"MCG/L": 1} | MCG/L | 8748 | 8748 | [9 empty] | 3005791
2567-6 | {"MG/DL": 3} | MG/DL | 8840 | 8840 | [9 empty] | 3005826
2568-4 | {"MG/DL": 7} | MG/DL | 8840 | 8840 | [9 empty] | 3000984
25682-6 | {"MG/24 H": 61} | MG/24 H | 8909 | 8909 | [9 empty] | 3004269
25684-2 | {"MG/24 H": 54} | MG/24 H | 8909 | 8909 | [9 empty] | 3002067
2571-8 | {"MG/DL": 658495} | MG/DL | 8840 | 8840 | [9 empty] | 3022192
2572-6 | {"U/L": 334} | U/L | 8645 | 8645 | [9 empty] | 3023221
2575-9 | {"MG/DL": 1} | MG/DL | 8840 | 8840 | [9 empty] | 3003741
25757-6 | {"O.D": 7} | O.D | 8589 | 8589 | [9 empty] | 3035588
25835-0 | {"COPIES/ML": 24} | COPIES/ML | 8799 | 8799 | [9 empty] | 3000685
25836-8 | {} | [12 empty] | 3038207
25841-8 | {} | [12 empty] | 3001240
2589-0 | {"UG/ML": 368, "MCG/ML": 106} | UG/ML | 8859 | 8859 | [9 empty] | 3012110
25896-2 | {"UMOL/L": 25} | UMOL/L | 8749 | 8749 | [9 empty] | 3021973
25907-7 | {"UG/G": 2203, "MCG/G": 1330, "UG ELAST./G": 1301, "UGELAST./G": 2} | UG/G | 8720 | 8720 | [9 empty] | 3000570
2591-6 | {"U/L": 1} | U/L | 8645 | 8645 | [9 empty] | 3037597
2597-3 | {"MG/DL": 13} | MG/DL | 8840 | 8840 | [9 empty] | 3008455
25982-0 | {} | [12 empty] | 3966395
26010-9 | {"U/L": 105} | U/L | 8645 | 8645 | [9 empty] | 3011887
26011-7 | {"%": 1} | % | 8554 | 8554 | [9 empty] | 3026724
26019-0 | {"%": 9} | % | 8554 | 8554 | [9 empty] | 3002751
26020-8 | {"%": 9} | % | 8554 | 8554 | [9 empty] | 3014635
26028-1 | {} | [12 empty] | 3033347
26043-0 | {} | [12 empty] | 3036779
26052-1 | {"/HPF": 6177} | /HPF | 8786 | 8786 | [9 empty] | 3015023
2608-8 | {"UG/L": 158} | UG/L | 8748 | 8748 | [9 empty] | 3006956
2609-6 | {"MCG/24 H": 526, "UG/D": 428, "UG/L": 428, "UG/24 H": 1} | MCG/24 H | 8906 | 8906 | [9 empty] | 3006636
2614-6 | {"%": 194474, "%SAT": 103680, "% SATURATION": 30493, "% SAT": 323} | % | 8554 | 8554 | METHEM | [7 empty] | methem | 3007930
2615-3 | {"%SAT": 315925, "%": 209828, "% SAT": 156328} | %SAT | 8728 | 8554 | METHEM | [7 empty] | methem | 3006217
2630-2 | {"UMOL/L": 11} | UMOL/L | 8749 | 8749 | [9 empty] | 3026965
2638-5 | {"NG/ML": 645} | NG/ML | 8842 | 8842 | [9 empty] | 3022618
2639-3 | {"NG/ML": 48, "MCG/L": 20} | NG/ML | 8842 | 8748 | [9 empty] | 3005895
2640-1 | {} | [12 empty] | 3011470
2641-9 | {"NG/ML": 117, "MCG/L": 37, "MG/L": 1} | NG/ML | 8842 | 8748 | [9 empty] | 3011066
2643-5 | {"NMOL/MIN/ML": 1} | NMOL/MIN/ML | 44777635 | 44777635 | [9 empty] | 3022500
26446-5 | {"%": 15173} | % | 8554 | 8554 | [9 empty] | 3025159
26449-9 | {"%": 791866, "UL": 4, "CELLS/UL": 1} | % | 8554 | 8848 | Eosinophils | [8 empty] | 3013115
26450-7 | {"%": 40} | % | 8554 | 8554 | Eosinophils_per | [8 empty] | 3006504
26453-1 | {"X10E6/UL": 55, "10*6/UL": 35, "MILLION/UL": 7, "M/CMM": 3, "#/HPF": 2, "MIL/MCL": 1} | X10E6/UL | 8815 | 8815 | RBC | [6 empty] | 1 | RBC | 3026361
26454-9 | {"CUMM": 2463, "CELLS/MCL": 16} | CUMM | 8686 | 8686 | [9 empty] | 3027475
26455-6 | {"CUMM": 9421, "CU MM": 7549, "/UL": 1175, "X1000000/MCL": 139, "MILLION/MICROLITER": 85} | CUMM | 8686 | 8647 | [9 empty] | 3010910
26463-0 | {"%": 40626} | % | 8554 | 8554 | [9 empty] | 3010224
26464-8 | {"THOU/CU MM": 2161578, "THOU/CUMM": 1019803, "X10E3/UL": 445262, "10*3/UL": 60869, "10^3/ML": 23325, "THOUSAND/UL": 16460, "THOUSAND/MICROLITER": 11185, "10": 2143, "K/MCL": 271, "X10": 244, "10^3/UL": 116, "THO/MM3": 4, "X 10 3/UL": 2, "TH/UL": 1} | THOU/CU MM | 8848 | 8848 | WBC |  |  | 0.1 | 240 |  |  | 1 | WBC | 3010813
26465-5 | {"CUMM": 2464, "CELLS/MCL": 16, "THOUSAND/MICROLITER": 4} | CUMM | 8686 | 8686 | [9 empty] | 3016543
26466-3 | {"CUMM": 9438, "CU MM": 7550, "/UL": 1175} | CUMM | 8686 | 8647 | [9 empty] | 3022174
26471-3 | {"%": 166} | % | 8554 | 8554 | [9 empty] | 3013727
26472-1 | {"%": 1022} | % | 8554 | 8554 | [9 empty] | 3022840
26473-9 | {"%": 2287} | % | 8554 | 8554 | [9 empty] | 3023547
26476-2 | {"%": 16086} | % | 8554 | 8554 | [9 empty] | 3003467
26477-0 | {"CELLS/UL": 326} | CELLS/UL | 8784 | 8848 | Lymphocytes | [8 empty] | 3003137
26478-8 | {"%": 6412} | % | 8554 | 8554 | [9 empty] | 3002030
26479-6 | {"%": 2461} | % | 8554 | 8554 | [9 empty] | 3020951
26485-3 | {"%": 462000} | % | 8554 | 8554 | Monocytes_per | [8 empty] | 3019069
26486-1 | {"%": 3} | % | 8554 | 8554 | [9 empty] | 3037577
26487-9 | {"%": 23943} | % | 8554 | 8554 | [9 empty] | 3038104
26492-9 | {"%": 1} | % | 8554 | 8554 | [9 empty] | 3033306
26493-7 | {"%": 139} | % | 8554 | 8554 | [9 empty] | 3033861
26498-6 | {"%": 29198} | % | 8554 | 8554 | [9 empty] | 3017181
26499-4 | {"10^3/UL": 126, "10*3/UL": 35, "K/MM3": 4, "CELLS/UL": 1} | 10^3/UL | 8848 | 8848 | Neutrophils | [7 empty] | neutrophils | 3017732
26505-8 | {"%": 6809} | % | 8554 | 8554 | Neutrophils_per | [8 empty] | 3017354
26507-4 | {"CELLS/UL": 32725, "/UL": 1} | CELLS/UL | 8784 | 8848 | Neutrophils_band | [8 empty] | 3018199
26508-2 | {"%": 48983} | % | 8554 | 8554 | Neutrophils_per_band |  |  | 0.9 | 90 |  |  | 1 | serum_band | 3004809
26511-6 | {"%": 284} | % | 8554 | 8554 | Neutrophils_per | [8 empty] | 3018010
26513-2 | {"%": 7470} | % | 8554 | 8554 | [9 empty] | 3014502
26515-7 | {"THOU/CU MM": 2562190, "THOU/CUMM": 1387936, "X10E3/UL": 591754, "10*3/UL": 70410, "THOUSAND/MICROLITER": 11254, "10": 2152, "K/MCL": 273, "X10": 244, "10^3/UL": 116, "K/UL": 8, "K/MM3": 6, "K/?L": 4, "K/CMM": 3, "1000/MM": 1, "TH/UL": 1} | THOU/CU MM | 8848 | 8848 | PLT |  |  | 2 | 1900 |  |  | 1 | PLT | 3007461
26517-3 | {"%": 2462} | % | 8554 | 8554 | [9 empty] | 3022356
26518-1 | {"%": 5052} | % | 8554 | 8554 | [9 empty] | 3025450
26523-1 | {"CELLS/UL": 18156} | CELLS/UL | 8784 | 8784 | [9 empty] | 3022709
26524-9 | {"%": 39093} | % | 8554 | 8554 | [9 empty] | 3021440
26574-4 | {"MMOL/MOL CREAT": 6} | MMOL/MOL CREAT | 9019 | 9019 | [9 empty] | 3009687
26575-1 | {"MMOL/MOL CREAT": 6} | MMOL/MOL CREAT | 9019 | 9019 | [9 empty] | 3012885
26577-7 | {"MMOL/MOL CREAT": 6} | MMOL/MOL CREAT | 9019 | 9019 | [9 empty] | 3008029
26578-5 | {"MMOL/MOL CREAT": 6} | MMOL/MOL CREAT | 9019 | 9019 | [9 empty] | 3014877
26581-9 | {"MMOL/MOL CREAT": 6} | MMOL/MOL CREAT | 9019 | 9019 | [9 empty] | 3013848
26582-7 | {"UMOL/MMOL CR": 1} | UMOL/MMOL CR | 9073 | 9073 | [9 empty] | 3014161
26583-5 | {"MMOL/MOL CREAT": 13} | MMOL/MOL CREAT | 9019 | 9019 | [9 empty] | 3009003
26600-7 | {"UMOL/L": 109} | UMOL/L | 8749 | 8749 | [9 empty] | 3007134
26601-5 | {"MMOL/MOL CREAT": 6} | MMOL/MOL CREAT | 9019 | 9019 | [9 empty] | 3006047
26604-9 | {"UMOL/L": 169} | UMOL/L | 8749 | 8749 | [9 empty] | 3028719
26605-6 | {"UMOL/L": 109} | UMOL/L | 8749 | 8749 | [9 empty] | 3024359
26607-2 | {"UMOL/L": 169} | UMOL/L | 8749 | 8749 | [9 empty] | 3011446
26608-0 | {"UMOL/L": 129} | UMOL/L | 8749 | 8749 | [9 empty] | 3011419
26609-8 | {"UMOL/L": 109} | UMOL/L | 8749 | 8749 | [9 empty] | 3014039
26610-6 | {"UMOL/L": 40} | UMOL/L | 8749 | 8749 | [9 empty] | 3024181
26613-0 | {"UMOL/L": 169} | UMOL/L | 8749 | 8749 | [9 empty] | 3011170
26621-3 | {} | [12 empty] | 3010385
2666-6 | {"PG/ML": 743} | PG/ML | 8845 | 8845 | [9 empty] | 3022417
2667-4 | {"UG/L": 647, "UG/D": 92} | UG/L | 8748 | 8906 | [9 empty] | 3013062
2668-2 | {"UG/24 HR": 384, "MCG/24 H": 382, "UG/D": 220, "UG/24HR": 6, "UG/24 H": 5} | UG/24 HR | 8906 | 8906 | [9 empty] | 3011657
26681-7 | {"UG/ML": 416} | UG/ML | 8859 | 8859 | [9 empty] | 36204090
26682-5 | {} | [12 empty] | 3026309
26685-8 | {} | [12 empty] | 3027644
26688-2 | {"UG/G CRT": 270} | UG/G CRT | 9014 | 9014 | [9 empty] | 3015290
2669-0 | {"PG/ML": 716} | PG/ML | 8845 | 8845 | [9 empty] | 3016851
26691-6 | {"MCG/24 H": 2} | MCG/24 H | 8906 | 8906 | [9 empty] | 3028610
26692-4 | {"UG/ML": 416} | UG/ML | 8859 | 8859 | [9 empty] | 36204001
267-5 | {} | [12 empty] | 3000769
2670-8 | {"UG/L": 158, "UG/G CRT": 158} | UG/L | 8748 | 8748 | [9 empty] | 3034481
2671-6 | {"UG/D": 586, "UG/24 HR": 579, "MCG/24 H": 522, "UG/24HR": 3} | UG/D | 8906 | 8906 | [9 empty] | 3035015
26725-2 | {"UMOL/G CRT": 4} | UMOL/G CRT | 9015 | 9015 | [9 empty] | 3009538
26746-8 | {"MG/DL": 346} | MG/DL | 8840 | 8840 | [9 empty] | 3021770
26751-8 | {} | [12 empty] | 3006523
26776-5 | {"NG/ML": 4} | NG/ML | 8842 | 8842 | [9 empty] | 3004511
26777-3 | {"MG/DL": 3} | MG/DL | 8840 | 8840 | [9 empty] | 3003412
26778-1 | {"MG/DL": 3} | MG/DL | 8840 | 8840 | [9 empty] | 3002310
26779-9 | {"MG/DL": 3} | MG/DL | 8840 | 8840 | [9 empty] | 3001975
26780-7 | {"MG/DL": 3} | MG/DL | 8840 | 8840 | [9 empty] | 3019876
26784-9 | {"NG/ML": 5} | NG/ML | 8842 | 8842 | [9 empty] | 3003203
26797-1 | {} | [12 empty] | 3013060
26799-7 | {} | [12 empty] | 3017132
268-3 | {} | [12 empty] | 3003105
26818-5 | {} | [12 empty] | 3022073
26831-8 | {} | [12 empty] | 3026159
26835-9 | {} | [12 empty] | 3024002
26842-5 | {"UG/L": 1} | UG/L | 8748 | 8748 | [9 empty] | 3010879
26843-3 | {} | [12 empty] | 3011439
26845-8 | {"MG/DL": 23} | MG/DL | 8840 | 8840 | [9 empty] | 3022847
26848-2 | {"PG/ML": 179} | PG/ML | 8845 | 8845 | [9 empty] | 3004578
26868-0 | {} | [12 empty] | 3022782
26875-5 | {"UG/ML": 416} | UG/ML | 8859 | 8859 | [9 empty] | 36204185
26881-3 | {"PG/ML": 3628} | PG/ML | 8845 | 8845 | [9 empty] | 3023091
26888-8 | {"MEQ/L": 22} | MEQ/L | 9557 | 9557 | [9 empty] | 3008274
26889-6 | {"MMOL/DAY": 388, "MEQ/24 HR": 141, "MMOL/SPEC": 1, "MMOL/24 H": 1} | MMOL/DAY | 8910 | 44777615 | [9 empty] | 3007175
26895-3 | {"%": 1} | % | 8554 | 8554 | [9 empty] | 3007377
26919-1 | {"MMOL/MOL CREAT": 6} | MMOL/MOL CREAT | 9019 | 9019 | [9 empty] | 3019814
2692-2 | {"MOSM/KG": 54559, "MOSMOL/KG": 119} | MOSM/KG | 8862 | 8862 | [9 empty] | 3008295
26927-4 | {"TITER": 169} | TITER | 8525 | 8525 | [9 empty] | 3000381
2693-0 | {"MOSMOL/KG": 111, "MOSM": 26, "MOSM/KG": 6} | MOSMOL/KG | 8862 | 8862 | [9 empty] | 3007256
2694-8 | {"MOSM/KG": 1} | MOSM/KG | 8862 | 8862 | [9 empty] | 3006147
2695-5 | {"MOSM/KG": 24425, "MOSMOL/KG": 300} | MOSM/KG | 8862 | 8862 | [9 empty] | 3026782
26951-4 | {"MCG/ML": 66} | MCG/ML | 8859 | 8859 | [9 empty] | 3035997
26955-5 | {"MCG/ML": 71} | MCG/ML | 8859 | 8859 | [9 empty] | 3014114
26957-1 | {"MCG/ML": 66} | MCG/ML | 8859 | 8859 | [9 empty] | 3015554
2697-1 | {"NG/ML": 61} | NG/ML | 8842 | 8842 | [9 empty] | 3028772
26971-2 | {} | [12 empty] | 3018167
26972-0 | {"TITER": 1} | TITER | 8525 | 8525 | [9 empty] | 3004783
26974-6 | {"UMOL/D": 16, "MG/L": 10} | UMOL/D | 8907 | 8907 | [9 empty] | 3006772
26975-3 | {"AI": 1022, "UNITS": 91} | AI | 8478 | 8478 | [9 empty] | 3025245
26980-3 | {} | [12 empty] | 3006341
26997-7 | {"/UL": 640} | /UL | 8647 | 8647 | [9 empty] | 3022312
2700-3 | {"MG/L": 393} | MG/L | 8751 | 8751 | [9 empty] | 3005936
27007-4 | {"UG/ML": 111, "NG/ML": 105, "MCG/ML": 1} | UG/ML | 8859 | 8859 | [9 empty] | 3005003
27009-0 | {"IV": 21} | IV | 0 | [10 empty] | 3006465
2701-1 | {"MG/24 HR": 511, "MG/DAY": 389, "MG/24 H": 259, "MG/D": 224} | MG/24 HR | 8909 | 8909 | [9 empty] | 3025886
2703-7 | {"MMHG": 660461, "MM HG": 352144} | MMHG | 8876 | 8876 | PO2A |  |  | 2 | 600 |  |  |  | serum_O2_pp | 3027801
27038-9 | {"TITER": 8} | TITER | 8525 | 8525 | [9 empty] | 3019583
27039-7 | {"UG/DL": 9} | UG/DL | 8837 | 8837 | [9 empty] | 3019809
2704-5 | {"MMHG": 88, "MM HG": 19} | MMHG | 8876 | 8876 | PO2A | [8 empty] | 3028626
27048-8 | {"AI": 31} | AI | 8478 | 8478 | [9 empty] | 3003332
2705-2 | {"MM HG": 54697, "MMHG": 52844} | MM HG | 8876 | 8876 | PO2A | [8 empty] | 3024354
27057-9 | {"NG/ML": 373} | NG/ML | 8842 | 8842 | [9 empty] | 3033625
27059-5 | {"MCG/ML": 9, "NG/ML": 1} | MCG/ML | 8859 | 8859 | [9 empty] | 3034699
2706-0 | {"MMHG": 2} | MMHG | 8876 | 8876 | [9 empty] | 3010251
2708-6 | {"%": 596128, "VOL%": 418927, "VOL %": 156811, "% SATURATION": 156208, "ML/DL": 95472} | % | 8554 | 8728 | O2SATA |  |  |  | 100 |  |  |  | O2_saturation | 3016502
27085-0 | {"NG/ML": 75} | NG/ML | 8842 | 8842 | [9 empty] | 3017205
27092-6 | {"UG/ML": 480, "MCG/ML": 189} | UG/ML | 8859 | 8859 | [9 empty] | 36203821
27094-2 | {"MCG/ML": 184, "UG/ML": 67} | MCG/ML | 8859 | 8859 | [9 empty] | 36204187
27096-7 | {"UG/ML": 989, "MCG/ML": 189} | UG/ML | 8859 | 8859 | [9 empty] | 36204110
2710-2 | {"%": 19} | % | 8554 | 8554 | [9 empty] | 40762499
2711-0 | {"%": 118002, "%SAT": 103662, "% SATURATION": 30506, "% SAT": 319} | % | 8554 | 8728 | O2SATA |  |  |  | 100 |  |  |  |  | 3024928
27113-0 | {"UG/ML": 480, "MCG/ML": 183} | UG/ML | 8859 | 8859 | [9 empty] | 36204351
27118-9 | {"UG/ML": 992, "MCG/ML": 184} | UG/ML | 8859 | 8859 | [9 empty] | 3005665
2713-6 | {"%": 41417} | % | 8554 | 8554 | [9 empty] | 3011367
27132-0 | {} | [12 empty] | 3003556
2714-4 | {"%": 24} | % | 8554 | 8554 | [9 empty] | 3014007
2715-1 | {"%": 22} | % | 8554 | 8554 | [9 empty] | 3022806
27161-9 | {"PG/ML": 177} | PG/ML | 8845 | 8845 | [9 empty] | 3017070
27177-5 | {"TITER": 1} | TITER | 8525 | 8525 | [9 empty] | 3013446
27201-3 | {"UG/G CREAT": 5} | UG/G CREAT | 9014 | 9014 | [9 empty] | 3022610
2721-9 | {"PG/ML": 35} | PG/ML | 8845 | 8845 | [9 empty] | 3023589
27212-0 | {} | [12 empty] | 3001140
2722-7 | {"NG/ML": 57} | NG/ML | 8842 | 8842 | [9 empty] | 3019884
27221-1 | {"UG/DL": 8} | UG/DL | 8837 | 8837 | [9 empty] | 3037760
27222-9 | {"MG/L": 224} | MG/L | 8751 | 8751 | [9 empty] | 3038056
27226-0 | {} | [12 empty] | 3008788
27266-6 | {} | [12 empty] | 3022804
27270-8 | {} | [12 empty] | 3012028
27272-4 | {} | [12 empty] | 3023597
2729-2 | {"PMOL/L": 303, "PG/ML": 155} | PMOL/L | 8729 | 8845 | [9 empty] | 3037534
27297-1 | {"LEU/UL": 3, "TRACE": 2, "NEGATIVE": 1, "70LEU": 1, "NEG": 1} | LEU/UL | 8784 | 8840 | [9 empty] | 3013171
2731-8 | {"PG/ML": 106863, "PG/DL": 29} | PG/ML | 8845 | 8845 | [9 empty] | 3000067
27341-7 | {"UMOL/G CRT": 4} | UMOL/G CRT | 9015 | 9015 | [9 empty] | 3026720
27353-2 | {"MG/DL": 397440, "(CALC)": 83742, "MG/DL (CALC)": 11} | MG/DL | 8840 | 9028 | [9 empty] | 3005131
27365-6 | {"MG/L": 192, "MG/DL": 3} | MG/L | 8751 | 8840 | [9 empty] | 3035082
27374-8 | {"MCG/ML": 183, "UG/ML": 64} | MCG/ML | 8859 | 8859 | [9 empty] | 36203231
27378-9 | {} | [12 empty] | 3015501
27382-1 | {"MG/L": 10} | MG/L | 8751 | 8751 | [9 empty] | 3015021
27387-0 | {"UG/ML": 483, "MCG/ML": 189} | UG/ML | 8859 | 8859 | [9 empty] | 36203922
27389-6 | {"MCG/ML": 189, "UG/ML": 67} | MCG/ML | 8859 | 8859 | [9 empty] | 36204094
27390-4 | {"UG/ML": 577, "MCG/ML": 189} | UG/ML | 8859 | 8859 | [9 empty] | 36204005
27392-0 | {"UG/ML": 480, "MCG/ML": 183} | UG/ML | 8859 | 8859 | [9 empty] | 36204373
27394-6 | {"MG/L": 190, "MG/DL": 3} | MG/L | 8751 | 8840 | [9 empty] | 3006969
27395-3 | {"UG/ML": 576, "MCG/ML": 184} | UG/ML | 8859 | 8859 | [9 empty] | 3006665
27396-1 | {"MG HGB EQ/G": 1} | MG HGB EQ/G | 0 | [10 empty] | 3024966
27400-1 | {"UG/L": 118} | UG/L | 8748 | 8748 | [9 empty] | 3007384
27415-9 | {"PG/ML": 18} | PG/ML | 8845 | 8845 | [9 empty] | 3010105
27416-7 | {"AI": 1152, "SI": 429} | AI | 8478 | 8478 | [9 empty] | 3010645
2742-5 | {"U/L": 2694} | U/L | 8645 | 8645 | [9 empty] | 3034780
27438-1 | {"RATIO": 1} | RATIO | 8523 | 8523 | [9 empty] | 3035670
2744-1 | {"PH UNITS": 30011} | PH UNITS | 8482 | 8482 | PHA |  |  |  |  | 1 |  |  | serum_ph | 3019977
2745-8 | {"PH UNITS": 3} | PH UNITS | 8482 | 8482 | PHA | [8 empty] | 3009343
2746-6 | {} |  |  | 8482 | PHA | [8 empty] | 3012544
2748-2 | {"PH UNITS": 40} | PH UNITS | 8482 | 8482 | [9 empty] | 3018672
2749-0 | {} | [12 empty] | 3014312
2755-7 | {"PH UNITS": 8} | PH UNITS | 8482 | 8482 | [9 empty] | 3015198
2756-5 | {"6.5": 2} | 6.5 | -1 | -1 | PH_UR | [8 empty] | 3015736
2772-2 | {} | [12 empty] | 3006655
2777-1 | {"MG/DL": 2983568} | MG/DL | 8840 | 8840 | [9 empty] | 3011904
2778-9 | {"MG/DL": 80} | MG/DL | 8840 | 8840 | [9 empty] | 3026729
2779-7 | {"MG/DAY": 388, "MG/24 HR": 213, "MG/24 H": 197, "G/24 HR": 167, "MG/24HRS": 113, "G/24HR": 91, "MG/D": 4} | MG/DAY | 8909 | 8807 | [9 empty] | 3012636
27810-1 | {"%": 16, "IU/ML": 15} | % | 8554 | 8554 | [9 empty] | 3023479
27811-9 | {"%": 390, "% ACTIVITY": 184, "% NORMAL": 164, "SEC": 10} | % | 8554 | 8555 | [9 empty] | 3000515
27812-7 | {"%": 143} | % | 8554 | 8554 | [9 empty] | 3003771
27815-0 | {"%": 42, "% ACTIVITY": 23} | % | 8554 | 8687 | [9 empty] | 3020066
27816-8 | {"%": 1565} | % | 8554 | 8554 | [9 empty] | 3036035
27818-4 | {"%": 506} | % | 8554 | 8554 | [9 empty] | 3037384
27819-2 | {"%": 571, "% NORMAL": 62} | % | 8554 | 8648 | [9 empty] | 3020287
27820-0 | {"%": 57, "% NORMAL": 2} | % | 8554 | 8554 | [9 empty] | 3002022
27821-8 | {"%": 351, "% NORMAL": 89} | % | 8554 | 8648 | [9 empty] | 3020629
27822-6 | {"%": 2678, "% NORMAL": 83} | % | 8554 | 8648 | [9 empty] | 3036669
27823-4 | {"%": 318, "% NORMAL": 85} | % | 8554 | 8648 | [9 empty] | 3037201
27830-9 | {"UIU/ML": 1} | UIU/ML | 9093 | 9093 | [9 empty] | 3033462
27831-7 | {"UG EQ/ML": 9, "MCG EQ/ML": 4} | UG EQ/ML | 9046 | 9046 | [9 empty] | 3021534
27834-1 | {} | [12 empty] | 3008358
27852-3 | {} | [12 empty] | 3006570
27860-6 | {"UIU/ML": 1} | UIU/ML | 9093 | 9093 | [9 empty] | 3026145
27861-4 | {"UIU/ML": 1} | UIU/ML | 9093 | 9093 | [9 empty] | 3027590
27862-2 | {} | [12 empty] | 3028428
27871-3 | {"UNITS": 1} | UNITS | 8510 | 8510 | [9 empty] | 3011158
27882-0 | {"PMOL/L": 376} | PMOL/L | 8729 | 8729 | [9 empty] | 3020080
279-0 | {"MCG/ML": 20} | MCG/ML | 8859 | 8859 | [9 empty] | 3035643
27921-6 | {"NG/ML": 8} | NG/ML | 8842 | 8842 | [9 empty] | 3015148
27923-2 | {"UG/ML": 5, "MG/L": 4} | UG/ML | 8859 | 8859 | [9 empty] | 3007561
27939-8 | {"NMOL BCE": 47, "NG/ML": 8} | NMOL BCE | 8665 | 8842 | [9 empty] | 3014038
27941-4 | {"MMOL/L": 37} | MMOL/L | 8753 | 8753 | [9 empty] | 3025022
27948-9 | {"IV": 3214} | IV | 0 | [10 empty] | 3020384
27988-5 | {} | [12 empty] | 3016585
27994-3 | {} | [12 empty] | 3017556
27996-8 | {"NG/DL": 1} | NG/DL | 8817 | 8817 | [9 empty] | 3006944
28-1 | {} | [12 empty] | 3016774
280-8 | {} | [12 empty] | 3003793
28005-7 | {} | [12 empty] | 3002197
28009-9 | {"ML": 4495} | ML | 8587 | 8587 | [9 empty] | 3036603
28036-2 | {} | [12 empty] | 3003895
28037-0 | {} | [12 empty] | 3007525
28039-6 | {} | [12 empty] | 3022966
28040-4 | {} | [12 empty] | 3014567
28043-8 | {} | [12 empty] | 3007710
28048-7 | {} | [12 empty] | 3027835
28053-7 | {} | [12 empty] | 3027883
28054-5 | {} | [12 empty] | 3028721
28055-2 | {} | [12 empty] | 3024361
28056-0 | {} | [12 empty] | 3024900
28057-8 | {} | [12 empty] | 3011502
28059-4 | {"NG/ML": 13} | NG/ML | 8842 | 8842 | [9 empty] | 3014042
28062-8 | {} | [12 empty] | 3011249
28067-7 | {} | [12 empty] | 3019561
28073-5 | {"NG/ML": 1487} | NG/ML | 8842 | 8842 | [9 empty] | 3020216
2810-0 | {"UMOL/D": 41, "MG/24 HR": 24, "MG/24 H": 16} | UMOL/D | 8907 | 8909 | [9 empty] | 3003501
2811-8 | {"UMOL/L": 42, "MG/L": 14} | UMOL/L | 8749 | 8749 | [9 empty] | 3002395
2812-6 | {"MU/G HB": 4} | MU/G HB | 9595 | 9595 | [9 empty] | 3001303
2815-9 | {"MCG/L": 40, "UG/DL": 22} | MCG/L | 8748 | 8837 | [9 empty] | 3035373
2821-7 | {"MMOL/L": 42} | MMOL/L | 8753 | 8753 | [9 empty] | 3036243
2823-3 | {"MMOL/L": 6113951, "MEQ/L": 107, "NOT REPORTED": 1} | MMOL/L | 8753 | 8753 | POTASSIUM | 0.66667 | 39.0983 |  | 30 |  |  | 1 | serum_K | 3023103
2828-2 | {"MMOL/L": 4975, "MMOL/G CREAT": 23} | MMOL/L | 8753 | 8753 | POTASSIUM_UR | 0.66667 | 39.0983 | [6 empty] | 3016038
2829-0 | {"MEQ/DAY": 389, "MMOL/24 HR": 153, "MMOL/24 H": 92, "MMOL/D": 4} | MEQ/DAY | 44777582 | 8807 | POTASSIUM_UR_24H_T | 0.66667 | 39.0983 | [6 empty] | 3016330
2837-3 | {"NG/DL": 16} | NG/DL | 8817 | 8817 | [9 empty] | 3007331
2839-9 | {"NG/ML": 2684, "NG/DL": 45} | NG/ML | 8842 | 8817 | [9 empty] | 3027144
2842-3 | {"NG/ML": 13066} | NG/ML | 8842 | 8842 | [9 empty] | 3004722
28541-1 | {"%": 38805} | % | 8554 | 8554 | [9 empty] | 3002179
28545-2 | {"/LPF": 74384} | /LPF | 8765 | 8765 | [9 empty] | 3036581
28546-0 | {"UG/ML": 4} | UG/ML | 8859 | 8859 | [9 empty] | 3037101
28547-8 | {"UG/ML": 4} | UG/ML | 8859 | 8859 | [9 empty] | 3020607
28549-4 | {} | [12 empty] | 3014765
28554-4 | {"MG/DL": 1} | MG/DL | 8840 | 8840 | [9 empty] | 3012391
28559-3 | {"%": 24} | % | 8554 | 8737 | HGB_electrophoresis | [8 empty] | 3017572
2857-1 | {"NG/ML": 112697} | NG/ML | 8842 | 8842 | [9 empty] | 3013603
28588-2 | {"UMOL/G CRT": 4, "UMOL/G CR": 2} | UMOL/G CRT | 9015 | 9015 | [9 empty] | 3010785
28590-8 | {"UMOL/G CR": 2} | UMOL/G CR | 4117651 | 4117651 | [9 empty] | 3028748
28593-2 | {"UMOL/G CRT": 4, "UMOL/G CR": 2} | UMOL/G CRT | 9015 | 9015 | [9 empty] | 3010833
28595-7 | {"UMOL/G CRT": 4, "UMOL/G CR": 2} | UMOL/G CRT | 9015 | 9015 | [9 empty] | 3014009
28596-5 | {"UMOL/G CRT": 4} | UMOL/G CRT | 9015 | 9015 | [9 empty] | 3022805
28598-1 | {"UMOL/G CR": 2} | UMOL/G CR | 4117651 | 4117651 | [9 empty] | 3019466
28599-9 | {"UMOL/G CRT": 4, "UMOL/G CR": 2} | UMOL/G CRT | 9015 | 9015 | [9 empty] | 3004520
28601-3 | {"UMOL/G CRT": 4, "UMOL/G CR": 2} | UMOL/G CRT | 9015 | 9015 | [9 empty] | 3016498
28602-1 | {"UMOL/G CRT": 4, "UMOL/G CR": 2} | UMOL/G CRT | 9015 | 9015 | [9 empty] | 3021897
28603-9 | {"UMOL/G CRT": 4, "UMOL/G CR": 2} | UMOL/G CRT | 9015 | 9015 | [9 empty] | 3022905
28608-8 | {"UMOL/G CRT": 4, "UMOL/G CR": 2} | UMOL/G CRT | 9015 | 9015 | [9 empty] | 3001544
28610-4 | {"UMOL/G CRT": 4, "UMOL/G CR": 2} | UMOL/G CRT | 9015 | 9015 | [9 empty] | 3019215
2862-1 | {"G/DL": 34372, "%": 18} | G/DL | 8713 | 8713 | ALBUMIN |  |  | 0.6 | 6 |  |  | 1 | serum_albumin | 3028286
28637-7 | {"MEQ/L": 4070} | MEQ/L | 9557 | 8753 |  | 1 | [7 empty] | 3018759
28638-5 | {"MMOL/L": 965, "MEQ/L": 294} | MMOL/L | 8753 | 8753 |  | 1 | [7 empty] | 3004959
28639-3 | {"MMOL/L": 1052, "MEQ/L": 314} | MMOL/L | 8753 | 8753 |  | 1 | [7 empty] | 3007435
28640-1 | {"MEQ/L": 5871, "MMOL/L": 967} | MEQ/L | 9557 | 8753 | HCO3 | 1 | [7 empty] | 3017809
28641-9 | {"MEQ/L": 6513, "MMOL/L": 1053} | MEQ/L | 9557 | 8753 | HCO3 | 1 | [7 empty] | 3018650
28642-7 | {"% SATURATION": 3993, "%": 970, "% SAT": 11, "%SAT": 2} | % SATURATION | 8728 | 8728 | O2SATA |  |  |  | 100 |  |  |  |  | 3014295
28643-5 | {"% SATURATION": 4373, "%": 1051, "% SAT": 11, "%SAT": 1} | % SATURATION | 8728 | 8728 | O2SATA |  |  |  | 100 |  |  |  |  | 3014204
28644-3 | {"MM HG": 4037, "MMHG": 1100} | MM HG | 8876 | 8876 | PCO2A | [8 empty] | 3003932
28645-0 | {"MM HG": 4410, "MMHG": 1068} | MM HG | 8876 | 8876 | PCO2A | [8 empty] | 3007696
28646-8 | {} |  |  | 8482 | PHA | [8 empty] | 3006598
28647-6 | {} |  |  | 8482 | PHA | [8 empty] | 3022670
28648-4 | {"MM HG": 4037, "MMHG": 1098} | MM HG | 8876 | 8876 | PO2A | [8 empty] | 3021706
28649-2 | {"MM HG": 4410, "MMHG": 1068} | MM HG | 8876 | 8876 | PO2A | [8 empty] | 3026677
2865-4 | {"G/DL": 21881} | G/DL | 8713 | 8713 | [9 empty] | 3015322
28660-9 | {"%": 8} | % | 8554 | 8554 | [9 empty] | 3026834
2868-8 | {"G/DL": 29709} | G/DL | 8713 | 8713 | [9 empty] | 3005229
287-3 | {"MCG/ML": 1} | MCG/ML | 8859 | 8859 | [9 empty] | 3020536
2871-2 | {"G/DL": 23691} | G/DL | 8713 | 8713 | [9 empty] | 3016520
2874-6 | {"G/DL": 21881} | G/DL | 8713 | 8713 | [9 empty] | 3023465
2880-3 | {"MG/DL": 11303} | MG/DL | 8840 | 8840 | [9 empty] | 3019473
2881-1 | {"G/DL": 11453} | G/DL | 8713 | 8713 | [9 empty] | 3005029
2885-2 | {"G/DL": 2613634, "GM/DL": 19} | G/DL | 8713 | 8713 | [9 empty] | 3020630
2886-0 | {"G/DL": 12} | G/DL | 8713 | 8713 | [9 empty] | 3036670
2888-6 | {"MG/DL": 224193, "G/DL": 299, "300+++": 1} | MG/DL | 8840 | 8840 | UAP_cat | [5 empty] | 1 |  | UAP | 3037121
2889-4 | {"MG/24 H": 6978, "MG/24 HR": 6030, "MG/24HR": 3447, "MG/24HRS": 2326, "MG/D": 531, "MG/8 H": 1} | MG/24 H | 8909 | 8909 | P24 | [8 empty] | 3020876
2890-2 | {"MG/G CREAT": 14719, "MG/MG CREAT": 5335, "MG/GCREAT": 6} | MG/G CREAT | 9017 | 9017 | UPCR | [8 empty] | 3001582
2891-0 | {"MCG/24 H": 2} | MCG/24 H | 8906 | 8906 | [9 empty] | 3023714
2898-5 | {"UG/DL": 1} | UG/DL | 8837 | 8837 | [9 empty] | 3008405
29-9 | {} | [12 empty] | 3017595
2900-9 | {"NMOL/L": 6672, "NG/ML": 3025, "UG/L": 2174} | NMOL/L | 8736 | 8748 | [9 empty] | 3037701
2905-8 | {"MG/DL": 24} | MG/DL | 8840 | 8840 | [9 empty] | 3016447
2912-4 | {"U/G HB": 9} | U/G HB | 9651 | 9651 | [9 empty] | 3017644
29141-9 | {"PG/ML": 45} | PG/ML | 8845 | 8845 | [9 empty] | 3015200
29142-7 | {"PG/ML": 816} | PG/ML | 8845 | 8845 | [9 empty] | 3015737
2915-7 | {"NG/ML/HR": 5344, "NG/ML/H": 1757} | NG/ML/HR | 9020 | 9020 | [9 empty] | 3007808
2923-1 | {"MG/L": 5349, "MCG/DL": 1080, "UG/DL": 754} | MG/L | 8751 | 8837 | [9 empty] | 3022338
29239-1 | {"PG/DL": 2, "PG/ML": 1} | PG/DL | 8820 | 8820 | [9 empty] | 3010657
29247-4 | {"NG/ML": 12780, "MCG/L": 3656, "MG/ML": 34} | NG/ML | 8842 | 8861 | [9 empty] | 3021374
29253-2 | {} | [12 empty] | 3022269
29254-0 | {"MCG/ML": 22} | MCG/ML | 8859 | 8859 | [9 empty] | 3005241
29256-5 | {} | [12 empty] | 3003579
29257-3 | {} | [12 empty] | 3002482
29261-5 | {"%": 211303} | % | 8554 | 8554 | [9 empty] | 3000518
29300-1 | {} | [12 empty] | 3004798
29305-0 | {} | [12 empty] | 3025370
29334-0 | {} | [12 empty] | 3003849
29374-6 | {"AI": 3303, "EU/ML": 8} | AI | 8478 | 8695 | [9 empty] | 3006999
2940-5 | {"NG/ML": 4} | NG/ML | 8842 | 8842 | [9 empty] | 3024025
2943-9 | {"MG/DL": 10} | MG/DL | 8840 | 8840 | [9 empty] | 3016515
29463-7 | {"LBS": 6532, "MG": 28} | LBS | 4124425 | 9529 | [9 empty] | 3025315
2947-0 | {"MMOL/L": 234602, "MEQ/L": 81685, "MMOLL": 11667} | MMOL/L | 8753 | 8753 | SODIUM | 1 | 22.9898 | 80 | 190 |  |  | 1 | serum_Na | 3000285
29495-9 | {"LOG": 1993, "CPY/ML": 1978, "COPIES/ML": 1} | LOG | 0 | 9257 | [9 empty] | 3035401
29497-5 | {} | [12 empty] | 3036506
29498-3 | {} | [12 empty] | 3023072
2950-4 | {"MMOL/L": 276} | MMOL/L | 8753 | 8753 | [9 empty] | 3022810
29500-6 | {"MMOL/MOL CREAT": 13} | MMOL/MOL CREAT | 9019 | 9019 | [9 empty] | 3033661
29502-2 | {"MMOL/MOL CREAT": 13} | MMOL/MOL CREAT | 9019 | 9019 | [9 empty] | 3035335
29503-0 | {"MMOL/MOL CREAT": 13} | MMOL/MOL CREAT | 9019 | 9019 | [9 empty] | 3036164
29504-8 | {"MMOL/MOL CREAT": 13} | MMOL/MOL CREAT | 9019 | 9019 | [9 empty] | 3009365
29505-5 | {"MMOL/MOL CREAT": 11} | MMOL/MOL CREAT | 9019 | 9019 | [9 empty] | 3013181
29506-3 | {"MMOL/MOL CREAT": 13} | MMOL/MOL CREAT | 9019 | 9019 | [9 empty] | 3018070
29507-1 | {"MMOL/MOL CREAT": 13} | MMOL/MOL CREAT | 9019 | 9019 | [9 empty] | 3018625
29508-9 | {"MMOL/MOL CREAT": 13} | MMOL/MOL CREAT | 9019 | 9019 | [9 empty] | 3014549
29509-7 | {"MMOL/MOL CREAT": 13} | MMOL/MOL CREAT | 9019 | 9019 | [9 empty] | 3014839
2951-2 | {"MMOL/L": 6067375, "MEQ/L": 93} | MMOL/L | 8753 | 8753 | SODIUM | 1 | 22.9898 | 80 | 190 |  |  | 1 | serum_Na | 3019550
29510-5 | {"MMOL/MOL CREAT": 13} | MMOL/MOL CREAT | 9019 | 9019 | [9 empty] | 3023057
29511-3 | {"MMOL/MOL CREAT": 13} | MMOL/MOL CREAT | 9019 | 9019 | [9 empty] | 3013775
29512-1 | {"MMOL/L": 14448, "MG/DL": 10830} | MMOL/L | 8753 | 8753 | [9 empty] | 3018747
29514-7 | {"MMOL/MOL CREAT": 13} | MMOL/MOL CREAT | 9019 | 9019 | [9 empty] | 3015215
29515-4 | {"MMOL/MOL CREAT": 13} | MMOL/MOL CREAT | 9019 | 9019 | [9 empty] | 3015753
29516-2 | {"MMOL/MOL CREAT": 13} | MMOL/MOL CREAT | 9019 | 9019 | [9 empty] | 3016279
29518-8 | {"MMOL/MOL CREAT": 13} | MMOL/MOL CREAT | 9019 | 9019 | [9 empty] | 3007128
29519-6 | {"MMOL/MOL CREAT": 13} | MMOL/MOL CREAT | 9019 | 9019 | [9 empty] | 3006029
29520-4 | {"MMOL/MOL CREAT": 11} | MMOL/MOL CREAT | 9019 | 9019 | [9 empty] | 3015820
29521-2 | {"MMOL/MOL CREAT": 13} | MMOL/MOL CREAT | 9019 | 9019 | [9 empty] | 3016418
29522-0 | {"MMOL/MOL CREAT": 13} | MMOL/MOL CREAT | 9019 | 9019 | [9 empty] | 3016641
29523-8 | {"MMOL/MOL CREAT": 13} | MMOL/MOL CREAT | 9019 | 9019 | [9 empty] | 3004156
29524-6 | {"MMOL/MOL CREAT": 13} | MMOL/MOL CREAT | 9019 | 9019 | [9 empty] | 3007337
29525-3 | {"MMOL/MOL CREAT": 13} | MMOL/MOL CREAT | 9019 | 9019 | [9 empty] | 3006173
29527-9 | {"MMOL/MOL CREAT": 13} | MMOL/MOL CREAT | 9019 | 9019 | [9 empty] | 3028469
29529-5 | {"UG/ML": 1} | UG/ML | 8859 | 8859 | [9 empty] | 3024418
29530-3 | {"NG/ML": 384} | NG/ML | 8842 | 8842 | [9 empty] | 3007771
29537-8 | {"IV": 1} | IV | 0 | [10 empty] | 3026752
29538-6 | {"IV": 3} | IV | 0 | [10 empty] | 3012656
29539-4 | {"COPIES/ML": 8096, "LOG CPS/ML": 1} | COPIES/ML | 8799 | 44777605 | [9 empty] | 3010074
29541-0 | {"LOG COPIES/ML": 3395, "LOG10COPY/ML": 2995, "LOG CPY/ML": 2706, "LOG": 1318, "CPY/ML": 930, "LOG CPS/ML": 870} | LOG COPIES/ML | 8873 | 44777605 | [9 empty] | 3026532
2955-3 | {"MMOL/L": 75444, "MG/ML": 280, "MMOL/G CREAT": 47} | MMOL/L | 8753 | 8753 | SODIUM_UR |  | 22.9898 | [6 empty] | 3003181
2956-1 | {"MMOL/24HR": 815, "MMOL/24 H": 434, "MMOL/24 HR": 398, "MEQ/DAY": 389, "MMOL/24HRS": 257, "MMOL/24H": 84} | MMOL/24HR | 8910 | 8807 | SODIUM_UR_24H_T |  | 22.9898 | [6 empty] | 3002079
29566-7 | {} | [12 empty] | 3020304
29567-5 | {} | [12 empty] | 3035466
29569-1 | {"IV": 1} | IV | 0 | [10 empty] | 3036800
29591-5 | {} | [12 empty] | 3016881
29595-6 | {} | [12 empty] | 3004943
29598-0 | {"NG/ML": 4} | NG/ML | 8842 | 8842 | [9 empty] | 3022075
29605-3 | {} | [12 empty] | 3024263
2961-1 | {"PG/ML": 18} | PG/ML | 8845 | 8845 | [9 empty] | 3002762
29610-3 | {} | [12 empty] | 3022058
29611-1 | {} | [12 empty] | 3025162
29615-2 | {"COPIES/ML": 199} | COPIES/ML | 8799 | 8799 | [9 empty] | 3027346
29616-0 | {"KU/L": 1} | KU/L | 8810 | 8810 | [9 empty] | 3013851
29618-6 | {} | [12 empty] | 3965446
29620-2 | {"UG/ML": 589} | UG/ML | 8859 | 8859 | [9 empty] | 3010912
29621-0 | {} | [12 empty] | 3028542
29622-8 | {} | [12 empty] | 3009606
29623-6 | {} | [12 empty] | 3010137
29624-4 | {} | [12 empty] | 3015641
29625-1 | {} | [12 empty] | 3019346
29626-9 | {} | [12 empty] | 3022275
29627-7 | {} | [12 empty] | 3005418
29628-5 | {} | [12 empty] | 3000953
29629-3 | {} | [12 empty] | 3003592
2963-7 | {"NG/ML": 402} | NG/ML | 8842 | 8842 | [9 empty] | 3023709
29630-1 | {} | [12 empty] | 3016546
29631-9 | {} | [12 empty] | 3030325
29632-7 | {} | [12 empty] | 3022895
29636-8 | {} | [12 empty] | 3002692
29637-6 | {} | [12 empty] | 3001044
29638-4 | {"MG": 90, "UG/G": 22} | MG | 8576 | 8720 | [9 empty] | 3020366
2964-5 | {} | [12 empty] | 3037850
2965-2 | {} |  |  |  | SG | [8 empty] | 3033543
29657-4 | {"INDEX": 13} | INDEX | -1 | -1 | [9 empty] | 3008427
29658-2 | {"INDEX": 3} | INDEX | -1 | -1 | [9 empty] | 3017073
29723-4 | {} | [12 empty] | 3037875
29742-4 | {} | [12 empty] | 3008031
29770-5 | {} | [12 empty] | 3025939
29771-3 | {} | [12 empty] | 3012471
29858-8 | {"MMOL/MOL CREAT": 13} | MMOL/MOL CREAT | 9019 | 9019 | [9 empty] | 3002939
29859-6 | {"MMOL/MOL CREAT": 13} | MMOL/MOL CREAT | 9019 | 9019 | [9 empty] | 3002380
2986-8 | {"NG/DL": 43866} | NG/DL | 8817 | 8817 | [9 empty] | 3008893
29864-6 | {} | [12 empty] | 3003670
29865-3 | {} | [12 empty] | 3002576
29866-1 | {} | [12 empty] | 3001484
29867-9 | {} | [12 empty] | 3020024
29868-7 | {} | [12 empty] | 3035708
29869-5 | {} | [12 empty] | 3035939
2987-6 | {"NG/ML": 1} | NG/ML | 8842 | 8842 | [9 empty] | 3007717
29870-3 | {} | [12 empty] | 3003880
29871-1 | {} | [12 empty] | 3002176
29872-9 | {} | [12 empty] | 3001121
29873-7 | {} | [12 empty] | 3021298
29874-5 | {} | [12 empty] | 3036350
29875-2 | {} | [12 empty] | 3036579
29876-0 | {} | [12 empty] | 3037099
29877-8 | {} | [12 empty] | 3020605
29880-2 | {} | [12 empty] | 3037227
29881-0 | {} | [12 empty] | 3037450
29882-8 | {} | [12 empty] | 3038053
29883-6 | {} | [12 empty] | 3021497
29884-4 | {} | [12 empty] | 3012389
29891-9 | {} | [12 empty] | 3011630
29893-5 | {} | [12 empty] | 3017675
2990-0 | {"NG/DL": 2343} | NG/DL | 8817 | 8817 | [9 empty] | 3015222
29901-6 | {} | [12 empty] | 3017848
29904-0 | {} | [12 empty] | 3006695
29905-7 | {} | [12 empty] | 3028018
29908-1 | {} | [12 empty] | 3025634
29909-9 | {} | [12 empty] | 3012158
2991-8 | {"PG/ML": 16870, "%": 2435, "NG/DL": 39} | PG/ML | 8845 | 8817 | [9 empty] | 3016049
29910-7 | {} | [12 empty] | 3006262
29936-2 | {"MCG/L": 1} | MCG/L | 8748 | 8748 | [9 empty] | 3003738
29942-0 | {"UG/G CRT": 25, "UG/G CREAT": 17} | UG/G CRT | 9014 | 9014 | [9 empty] | 3003415
29943-8 | {"UG/G CRT": 270} | UG/G CRT | 9014 | 9014 | [9 empty] | 3002238
29950-3 | {} | [12 empty] | 3002118
29953-7 | {} | [12 empty] | 3037522
29956-0 | {"UG/ML": 39} | UG/ML | 8859 | 8859 | [9 empty] | 3012683
29965-1 | {"AU/ML": 6430} | AU/ML | 8763 | 8763 | [9 empty] | 3017980
29966-9 | {"AU/ML": 57} | AU/ML | 8763 | 8763 | [9 empty] | 3018212
29967-7 | {} | [12 empty] | 3018757
2998-3 | {"NMOL/L": 1250} | NMOL/L | 8736 | 8736 | [9 empty] | 3028717
29990-9 | {} | [12 empty] | 3026831
29992-5 | {} | [12 empty] | 3028754
29996-6 | {"UNITS": 213} | UNITS | 8510 | 8510 | [9 empty] | 3011742
29997-4 | {"AI": 144} | AI | 8478 | 8478 | [9 empty] | 3013695
30002-0 | {} |  |  | 8753 | CREATININE_UR_Mol |  | 113.12 | [6 empty] | 3019491
30003-8 | {"MG/24H": 61, "UG/MIN": 10, "MCG/MIN": 8, "MG/24 H": 4} | MG/24H | 8909 | 8909 | MICROALBUMIN_24H | [8 empty] | 3005031
30005-3 | {} | [12 empty] | 3003120
30036-8 | {} | [12 empty] | 3008837
30038-4 | {"IU/ML": 10} | IU/ML | 8985 | 8985 | [9 empty] | 3006572
30039-2 | {} | [12 empty] | 3022710
30041-8 | {"KU/L": 1} | KU/L | 8810 | 8810 | [9 empty] | 3015758
30042-6 | {"MCG/ML": 1} | MCG/ML | 8859 | 8859 | [9 empty] | 3016286
30046-7 | {"OD RATIO": 24, "IV": 13} | OD RATIO | 8589 | 8589 | [9 empty] | 3026146
30047-5 | {"UMOL/G CRT": 4, "UMOL/G CR": 2} | UMOL/G CRT | 9015 | 9015 | [9 empty] | 3027591
30048-3 | {"UMOL/G CRT": 4, "UMOL/G CR": 2} | UMOL/G CRT | 9015 | 9015 | [9 empty] | 3028430
30049-1 | {"UMOL/G CRT": 4, "UMOL/G CR": 2} | UMOL/G CRT | 9015 | 9015 | [9 empty] | 3024069
30050-9 | {"UMOL/G CR": 2} | UMOL/G CR | 4117651 | 4117651 | [9 empty] | 3007345
30051-7 | {"UMOL/G CR": 2} | UMOL/G CR | 4117651 | 4117651 | [9 empty] | 3006179
30052-5 | {"UMOL/G CRT": 4, "UMOL/G CR": 2} | UMOL/G CRT | 9015 | 9015 | [9 empty] | 3027105
30053-3 | {"UMOL/G CRT": 4, "UMOL/G CR": 2} | UMOL/G CRT | 9015 | 9015 | [9 empty] | 3028481
30054-1 | {"UMOL/G CRT": 4, "UMOL/G CR": 2} | UMOL/G CRT | 9015 | 9015 | [9 empty] | 3023885
30055-8 | {"UMOL/G CRT": 4, "UMOL/G CR": 2} | UMOL/G CRT | 9015 | 9015 | [9 empty] | 3024713
30056-6 | {"UMOL/G CRT": 4, "UMOL/G CR": 2} | UMOL/G CRT | 9015 | 9015 | [9 empty] | 3010955
30057-4 | {"UMOL/G CRT": 4, "UMOL/G CR": 2} | UMOL/G CRT | 9015 | 9015 | [9 empty] | 3011159
30058-2 | {"UMOL/G CRT": 4, "UMOL/G CR": 2} | UMOL/G CRT | 9015 | 9015 | [9 empty] | 3012010
30059-0 | {"UMOL/G CRT": 4, "UMOL/G CR": 2} | UMOL/G CRT | 9015 | 9015 | [9 empty] | 3009429
30061-6 | {"UMOL/G CRT": 4, "UMOL/G CR": 2} | UMOL/G CRT | 9015 | 9015 | [9 empty] | 3025626
30062-4 | {"UMOL/G CRT": 4, "UMOL/G CR": 2} | UMOL/G CRT | 9015 | 9015 | [9 empty] | 3012157
30063-2 | {"UMOL/G CRT": 4, "UMOL/G CR": 2} | UMOL/G CRT | 9015 | 9015 | [9 empty] | 3026704
30064-0 | {"UMOL/G CRT": 4, "UMOL/G CR": 2} | UMOL/G CRT | 9015 | 9015 | [9 empty] | 3012665
30065-7 | {"UMOL/G CRT": 4, "UMOL/G CR": 2} | UMOL/G CRT | 9015 | 9015 | [9 empty] | 3010077
30066-5 | {"UMOL/G CRT": 4, "UMOL/G CR": 2} | UMOL/G CRT | 9015 | 9015 | [9 empty] | 3010616
30067-3 | {"UMOL/G CRT": 4, "UMOL/G CR": 2} | UMOL/G CRT | 9015 | 9015 | [9 empty] | 3020453
30068-1 | {"UMOL/G CRT": 4, "UMOL/G CR": 2} | UMOL/G CRT | 9015 | 9015 | [9 empty] | 3020451
30073-1 | {} | [12 empty] | 3021115
30075-6 | {} | [12 empty] | 3005156
30076-4 | {} | [12 empty] | 3000108
30078-0 | {"G": 16} | G | 8504 | 8504 | [9 empty] | 3001709
30081-4 | {} | [12 empty] | 3005427
30082-2 | {} | [12 empty] | 3000841
30083-0 | {"U/ML": 1015} | U/ML | 8763 | 8763 | [9 empty] | 3003538
30087-1 | {"KU/L": 21} | KU/L | 8810 | 8810 | [9 empty] | 3035118
30088-9 | {"KU/L": 21} | KU/L | 8810 | 8810 | [9 empty] | 3035633
30089-7 | {"/HPF": 8616} | /HPF | 8786 | 8786 | [9 empty] | 3035851
30106-9 | {} | [12 empty] | 3014625
30107-7 | {} | [12 empty] | 3015151
30112-7 | {"NG/ML": 4, "MCG/L": 1} | NG/ML | 8842 | 8842 | [9 empty] | 3015224
30126-7 | {} | [12 empty] | 3965367
3013-0 | {"NG/ML": 6430, "IU/ML": 35} | NG/ML | 8842 | 8985 | [9 empty] | 3036535
30152-3 | {"NG/ML": 14} | NG/ML | 8842 | 8842 | [9 empty] | 3021997
30153-1 | {"UG/ML": 992, "MCG/ML": 184} | UG/ML | 8859 | 8859 | [9 empty] | 3005260
30159-8 | {} | [12 empty] | 3035405
3016-3 | {"MIU/L": 561931, "UIU/ML": 73344, "MIU/ML": 1053, "\u039cIU/ML": 150, "UU/ML": 6, "MCIU/ML": 1, "MCINTUNIT/ML": 1} | MIU/L | 9040 | 9550 | [9 empty] | 3009201
30161-4 | {"UMOL/G CRT": 4, "UMOL/G CR": 2} | UMOL/G CRT | 9015 | 9015 | [9 empty] | 3003803
30166-3 | {"%": 706, "IU/L": 692} | % | 8554 | 8923 | [9 empty] | 3036567
30167-1 | {} | [12 empty] | 3037410
30170-5 | {"KU/L": 712} | KU/L | 8810 | 8810 | [9 empty] | 3020960
30178-8 | {"IV": 1} | IV | 0 | [10 empty] | 3016178
30180-4 | {"%": 792094, "MMOL/L": 2} | % | 8554 | 8554 | Basophils_per | [8 empty] | 3022096
30190-3 | {"UMOL/L": 47, "NMOL/ML": 22} | UMOL/L | 8749 | 8843 | [9 empty] | 3018039
30191-1 | {"NMOL/ML": 22, "UMOL/L": 11} | NMOL/ML | 8843 | 8843 | [9 empty] | 3018524
30192-9 | {"%": 398} | % | 8554 | 8554 | [9 empty] | 3014512
30194-5 | {"UMOL/L": 28, "NMOL/ML": 2} | UMOL/L | 8749 | 8843 | [9 empty] | 3007480
30195-2 | {"UMOL/L": 28, "NMOL/ML": 2} | UMOL/L | 8749 | 8843 | [9 empty] | 3006467
30196-0 | {"RATIO": 1} | RATIO | 8523 | 8523 | [9 empty] | 3022374
30197-8 | {"UMOL/L": 28, "NMOL/ML": 2} | UMOL/L | 8749 | 8843 | [9 empty] | 3025461
30198-6 | {"RATIO": 1} | RATIO | 8523 | 8523 | [9 empty] | 3026306
30199-4 | {"NG/ML": 72} | NG/ML | 8842 | 8842 | [9 empty] | 3026848
30201-8 | {"TITER": 2} | TITER | 8525 | 8525 | [9 empty] | 3006806
3021-3 | {"UG/ML": 48, "MCG/ML": 5} | UG/ML | 8859 | 8859 | [9 empty] | 3020924
30211-7 | {"HR": 1109} | HR | 8505 | 8505 | [9 empty] | 3026893
30226-5 | {"MCG/ML": 4, "UG/ML": 1} | MCG/ML | 8859 | 8859 | [9 empty] | 3000401
30233-1 | {"UMOL/L": 47, "NMOL/ML": 22} | UMOL/L | 8749 | 8843 | [9 empty] | 3003809
30234-9 | {"NMOL/ML": 22, "UMOL/L": 11} | NMOL/ML | 8843 | 8843 | [9 empty] | 3002212
30235-6 | {"NMOL/ML": 22, "UMOL/L": 11} | NMOL/ML | 8843 | 8843 | [9 empty] | 3001111
30236-4 | {"NMOL/ML": 22} | NMOL/ML | 8843 | 8843 | [9 empty] | 3021288
30237-2 | {"NMOL/ML": 22, "UMOL/L": 11} | NMOL/ML | 8843 | 8843 | [9 empty] | 3036343
30238-0 | {"UMOL/L": 58, "NMOL/ML": 22} | UMOL/L | 8749 | 8843 | [9 empty] | 3036864
30239-8 | {"IU/L": 100} | IU/L | 8923 | 8645 | AST |  |  | 3 | 15000 |  |  | 1 | serum_asparate | 3037081
3024-7 | {"NG/DL": 241381} | NG/DL | 8817 | 8817 | [9 empty] | 3008598
30242-2 | {"MMOL/L": 70535, "MG/DL": 837} | MMOL/L | 8753 | 8753 | Lactate | 1 | 90.08 | 0.3 | 28 |  |  | 1 | serum_lactate | 3035561
30247-1 | {"CPY/ML": 18301} | CPY/ML | 9257 | 9257 | [9 empty] | 3012381
30248-9 | {"MG/L": 1021, "NMOL/L": 72} | MG/L | 8751 | 8736 | [9 empty] | 3015399
3026-2 | {"MCG/DL": 8439, "UG/DL": 7218, "NG/DL": 48} | MCG/DL | 8837 | 8837 | [9 empty] | 3016991
30283-6 | {} | [12 empty] | 3028740
30288-5 | {} | [12 empty] | 3014059
30312-3 | {"NMOL/ML": 22, "UMOL/L": 11} | NMOL/ML | 8843 | 8843 | [9 empty] | 3003209
30313-1 | {"G/DL": 1088334, "GM/DL": 101232} | G/DL | 8713 | 8713 | HGB |  |  | 3 | 23 |  |  | 1 | HGB | 3002173
30314-9 | {} | [12 empty] | 3023661
30316-4 | {"NG/ML": 129} | NG/ML | 8842 | 8842 | [9 empty] | 3037808
30317-2 | {"MEQ/L": 3715} | MEQ/L | 9557 | 8753 |  | 1 | [7 empty] | 3033811
30323-0 | {"SEC": 20, "SECONDS": 7} | SEC | 8555 | 8555 | [9 empty] | 3034113
30325-5 | {} | [12 empty] | 3013332
30327-1 | {"NMOL/ML": 22, "UMOL/L": 11} | NMOL/ML | 8843 | 8843 | [9 empty] | 3017126
30328-9 | {"NMOL/ML": 22, "UMOL/L": 11} | NMOL/ML | 8843 | 8843 | [9 empty] | 3017721
3033-8 | {"MG/DL": 3} | MG/DL | 8840 | 8840 | [9 empty] | 3018174
30331-3 | {"NMOL/ML": 22, "UMOL/L": 11} | NMOL/ML | 8843 | 8843 | [9 empty] | 3013947
30332-1 | {"UMOL/L": 47, "NMOL/ML": 22} | UMOL/L | 8749 | 8843 | [9 empty] | 3012598
3034-6 | {"MG/DL": 167906} | MG/DL | 8840 | 8840 | [9 empty] | 3004789
30341-2 | {"MM/HR": 96195, "MM/H": 38724} | MM/HR | 8752 | 8752 | ESR |  |  | 1 | 140 |  |  | 1 | serum_ESR | 3015183
30349-5 | {"UMOL/L": 58, "NMOL/ML": 22} | UMOL/L | 8749 | 8843 | [9 empty] | 3028150
30352-9 | {"GM/DL": 8690, "G/DL": 2706, "%": 6} | GM/DL | 8713 | 8713 | HGB |  |  | 3 | 23 |  |  | 1 | HGB | 3006184
30356-0 | {"NMOL/ML": 22, "UMOL/L": 11} | NMOL/ML | 8843 | 8843 | [9 empty] | 3024674
30357-8 | {"UMOL/L": 58, "NMOL/ML": 22} | UMOL/L | 8749 | 8843 | [9 empty] | 3010966
30358-6 | {"NMOL/ML": 22, "UMOL/L": 11} | NMOL/ML | 8843 | 8843 | [9 empty] | 3011508
30361-0 | {} | [12 empty] | 3024449
30362-8 | {"UIU/ML": 1} | UIU/ML | 9093 | 9093 | [9 empty] | 3025335
30376-8 | {"CELLS/UL": 18013, "%": 5395} | CELLS/UL | 8784 | 8554 | [9 empty] | 3005105
30392-5 | {"CELLS/UL": 18707} | CELLS/UL | 8784 | 8784 | [9 empty] | 3001490
3040-3 | {"U/L": 267390, "UNIT/L": 1026, "INTUNIT/L": 3} | U/L | 8645 | 9332 | [9 empty] | 3004905
3041-1 | {"MG/L": 1} | MG/L | 8751 | 8751 | [9 empty] | 3008005
30413-9 | {"%": 3} | % | 8554 | 8554 | [9 empty] | 3015233
30428-7 | {"CU MICRON": 1224852, "FL": 261869} | CU MICRON | 8583 | 8583 | MCV |  |  | 20 | 150 |  |  | 1 | RBC_MCV | 3024731
30433-7 | {"CELLS/UL": 19889} | CELLS/UL | 8784 | 8784 | [9 empty] | 3024507
30436-0 | {"%": 2457} | % | 8554 | 8554 | [9 empty] | 3026397
30446-9 | {"CELLS/UL": 19563} | CELLS/UL | 8784 | 8784 | [9 empty] | 3021120
30452-7 | {"%": 118} | % | 8554 | 8554 | [9 empty] | 3019355
30471-7 | {"UG/ML": 4884, "MCG/ML": 686, "\u039cG/ML": 351} | UG/ML | 8859 | 8859 | [9 empty] | 3020666
30472-5 | {} | [12 empty] | 3036642
30473-3 | {} | [12 empty] | 3036876
30474-1 | {} | [12 empty] | 3037698
30475-8 | {} | [12 empty] | 3020910
30476-6 | {} | [12 empty] | 3009548
30477-4 | {} | [12 empty] | 3015061
30478-2 | {} | [12 empty] | 3008590
30479-0 | {} | [12 empty] | 3016444
30480-8 | {} | [12 empty] | 3033824
30481-6 | {} | [12 empty] | 3021810
30482-4 | {} | [12 empty] | 3012395
30483-2 | {} | [12 empty] | 3016033
30484-0 | {} | [12 empty] | 3008385
30485-7 | {} | [12 empty] | 3017090
3050-2 | {"%": 3420, "%UPTAKE": 936} | % | 8554 | 8649 | [9 empty] | 3021717
3051-0 | {"PG/ML": 30166} | PG/ML | 8845 | 8845 | [9 empty] | 3026925
30518-5 | {"UMOL/L": 744} | UMOL/L | 8749 | 8749 | [9 empty] | 3019641
30519-3 | {"UMOL/L": 740} | UMOL/L | 8749 | 8749 | [9 empty] | 3021650
3052-8 | {"NG/DL": 1205, "PG/ML": 103} | NG/DL | 8817 | 8845 | [9 empty] | 3027514
30520-1 | {"UMOL/L": 740} | UMOL/L | 8749 | 8749 | [9 empty] | 3028557
30522-7 | {"MG/L": 307330, "MG/DL": 1253} | MG/L | 8751 | 8751 | CRP |  |  | 0.02 | 280 |  |  | 1 | serum_CRP | 3010156
30525-0 | {} | [12 empty] | 3022304
3053-6 | {"NG/DL": 30477, "NG/ML": 6240, "PG/ML": 6} | NG/DL | 8817 | 8845 | [9 empty] | 3010340
30530-0 | {"BU": 66} | BU | 9271 | 9271 | [9 empty] | 3022194
30531-8 | {"NMOL/ML": 22, "UMOL/L": 11} | NMOL/ML | 8843 | 8843 | [9 empty] | 3023211
30534-2 | {"NMOL/ML": 22, "UMOL/L": 11} | NMOL/ML | 8843 | 8843 | [9 empty] | 3003816
30540-9 | {"NMOL/ML": 22, "UMOL/L": 11} | NMOL/ML | 8843 | 8843 | [9 empty] | 3003480
30541-7 | {"UMOL/L": 47, "NMOL/ML": 22} | UMOL/L | 8749 | 8843 | [9 empty] | 3002299
30542-5 | {"NMOL/ML": 22, "UMOL/L": 11} | NMOL/ML | 8843 | 8843 | [9 empty] | 3002051
30550-8 | {"RATIO": 1} | RATIO | 8523 | 8523 | [9 empty] | 3037588
30551-6 | {"NMOL/ML": 22, "UMOL/L": 11} | NMOL/ML | 8843 | 8843 | [9 empty] | 3038126
30552-4 | {"UG/L": 810, "NG/ML": 19} | UG/L | 8748 | 8748 | [9 empty] | 3033504
30553-2 | {"IU/ML": 28} | IU/ML | 8985 | 8985 | [9 empty] | 3022109
30560-7 | {"NMOL/ML": 22, "UMOL/L": 11} | NMOL/ML | 8843 | 8843 | [9 empty] | 3013347
30564-9 | {"NMOL/ML": 22, "UMOL/L": 11} | NMOL/ML | 8843 | 8843 | [9 empty] | 3018590
30565-6 | {"NMOL/ML": 22, "UMOL/L": 11} | NMOL/ML | 8843 | 8843 | [9 empty] | 3014524
30566-4 | {"NMOL/ML": 22, "UMOL/L": 11} | NMOL/ML | 8843 | 8843 | [9 empty] | 3005018
30567-2 | {"% BASELINE": 938, "IU/L": 681} | % BASELINE | 8688 | 8923 | [9 empty] | 3007498
30571-4 | {"MG/GCR": 46} | MG/GCR | 9017 | 9017 | [9 empty] | 3015126
30576-3 | {} | [12 empty] | 3025586
30577-1 | {} | [12 empty] | 3026974
3064-3 | {"NG/ML": 17} | NG/ML | 8842 | 8842 | [9 empty] | 3021925
3066-8 | {"NG/ML": 43} | NG/ML | 8842 | 8842 | [9 empty] | 3023763
3074-2 | {"PG/ML": 186} | PG/ML | 8845 | 8845 | [9 empty] | 3004282
3084-1 | {"MG/DL": 192032, "%": 22} | MG/DL | 8840 | 8840 | [9 empty] | 3037556
3085-8 | {"MG/DL": 6} | MG/DL | 8840 | 8840 | [9 empty] | 3038146
3086-6 | {"MG/DL": 679} | MG/DL | 8840 | 8840 | [9 empty] | 3033526
3087-4 | {"MG/DAY": 389, "MG/24 H": 281, "MG/24 HR": 217, "MG/DL": 129, "MG/D": 97} | MG/DAY | 8909 | 8909 | [9 empty] | 3021835
3089-0 | {"MG/G CREAT": 10} | MG/G CREAT | 9017 | 9017 | [9 empty] | 3011608
30894-0 | {"RATIO": 4116, "%": 1066} | RATIO | 8523 | 8554 | [9 empty] | 3011145
30896-5 | {} | [12 empty] | 3009405
30903-9 | {} | [12 empty] | 3022198
30920-3 | {"UG/DL": 136} | UG/DL | 8837 | 8837 | [9 empty] | 3002754
3093-2 | {"MG/DL": 1034} | MG/DL | 8840 | 8840 | [9 empty] | 3019930
30934-4 | {"PG/ML": 138302} | PG/ML | 8845 | 8845 | BNP | [8 empty] | 3011960
3094-0 | {"MG/DL": 5865956, "NO PREFERRED UNIT": 18} | MG/DL | 8840 | 8840 | BUN | [6 empty] | 1 | BUN | 3013682
3095-7 | {"MG/DL": 20986} | MG/DL | 8840 | 8840 | BUN_UR | [8 empty] | 3011965
3096-5 | {"G/24 HR": 730, "G/24HR": 409, "MG/24HRS": 267, "G/24 H": 67} | G/24 HR | 8807 | 8807 | BUN_UR_24H_T | [8 empty] | 3017457
3097-3 | {"(CALC)": 3949836, "RATIO": 11820} | (CALC) | 8596 | 8523 | UNCR |  |  | 0.2 | 100 |  |  |  | serum_UNCR | 3018311
3098-1 | {"ML/MIN": 40, "% NORMAL": 31} | ML/MIN | 8795 | 8648 | [9 empty] | 3018857
30989-8 | {"KU/L": 1} | KU/L | 8810 | 8810 | [9 empty] | 3033359
31002-9 | {"KU/L": 1} | KU/L | 8810 | 8810 | [9 empty] | 3022086
31011-0 | {} | [12 empty] | 3966775
31017-7 | {"U/ML": 10362, "UNITS": 1440} | U/ML | 8763 | 8510 | [9 empty] | 3019050
31019-3 | {"UG/ML": 544, "MCG/ML": 333} | UG/ML | 8859 | 8859 | [9 empty] | 3005839
31023-5 | {} | [12 empty] | 3022204
31024-3 | {"PMOL/L": 189} | PMOL/L | 8729 | 8729 | [9 empty] | 3023232
31030-0 | {} | [12 empty] | 3019545
31032-6 | {"UNITS": 75} | UNITS | 8510 | 8510 | [9 empty] | 3004593
31037-5 | {"MCG/ML": 22} | MCG/ML | 8859 | 8859 | [9 empty] | 3036947
31073-0 | {} | [12 empty] | 3007136
31078-9 | {} | [12 empty] | 3966660
31092-0 | {"MCG/ML": 2} | MCG/ML | 8859 | 8859 | [9 empty] | 3026429
31104-3 | {"%": 2} | % | 8554 | 8554 | [9 empty] | 3005440
31105-0 | {"%": 2} | % | 8554 | 8554 | [9 empty] | 3004342
31106-8 | {"%": 2} | % | 8554 | 8554 | [9 empty] | 3003236
31107-6 | {"%": 2} | % | 8554 | 8554 | [9 empty] | 3002135
31108-4 | {"%": 2} | % | 8554 | 8554 | [9 empty] | 3020994
31109-2 | {"%": 2} | % | 8554 | 8554 | [9 empty] | 3037252
31110-0 | {"%": 2} | % | 8554 | 8554 | [9 empty] | 3005631
31111-8 | {"%": 20} | % | 8554 | 8554 | [9 empty] | 3000012
31112-6 | {"%": 1093} | % | 8554 | 8554 | [9 empty] | 3002809
3113-8 | {"UG/24 HR": 21} | UG/24 HR | 8906 | 8906 | [9 empty] | 3007502
31146-4 | {} | [12 empty] | 3006157
31147-2 | {} | [12 empty] | 3026501
31150-6 | {} | [12 empty] | 3004053
31153-0 | {} | [12 empty] | 3027397
31161-3 | {"KU/L": 680} | KU/L | 8810 | 8810 | [9 empty] | 3025376
31178-7 | {} | [12 empty] | 3002915
31183-7 | {"UG/ML": 490, "MCG/ML": 184} | UG/ML | 8859 | 8859 | [9 empty] | 36204286
31186-0 | {} | [12 empty] | 3001455
31201-7 | {} | [12 empty] | 3035962
31203-3 | {"MG/L": 651} | MG/L | 8751 | 8751 | [9 empty] | 3023028
31204-1 | {"S/CO": 16843} | S/CO | 8779 | 8779 | [9 empty] | 3013527
31208-2 | {} | [12 empty] | 3015746
31209-0 | {"U/ML": 120} | U/ML | 8763 | 8763 | [9 empty] | 3016273
3122-9 | {"MG/24 H": 103, "MG/24 HR": 62, "MG/D": 34, "MG/24HR": 1} | MG/24 H | 8909 | 8909 | [9 empty] | 3025591
3124-5 | {"MG/G CREAT": 42} | MG/G CREAT | 9017 | 9017 | [9 empty] | 3027821
3125-2 | {"PG/ML": 123} | PG/ML | 8845 | 8845 | [9 empty] | 3028054
31250-4 | {} | [12 empty] | 3010505
31251-2 | {} | [12 empty] | 3016232
3126-0 | {"PG/ML": 247} | PG/ML | 8845 | 8845 | [9 empty] | 3024303
3127-8 | {} | [12 empty] | 3010190
3128-6 | {"REL.SALINE": 115, "CP": 37, "REL TO H2O": 13} | REL.SALINE | 44777573 | 44777572 | [9 empty] | 3010493
31314-8 | {} | [12 empty] | 3028284
31315-5 | {} | [12 empty] | 3009593
3137-7 | {"IN": 65, "INCHES": 34} | IN | 9330 | 9330 | [9 empty] | 3023540
31374-2 | {"U/ML": 60} | U/ML | 8763 | 8763 | [9 empty] | 3007080
3138-5 | {"IN": 2129, "FT": 2129} | IN | 9330 | 9330 | [9 empty] | 3019171
31406-2 | {"UNITS": 306} | UNITS | 8510 | 8510 | [9 empty] | 3003455
3141-9 | {"LBS": 99} | LBS | 4124425 | 9529 | [9 empty] | 3013762
31418-7 | {} | [12 empty] | 3033533
3142-7 | {"LBS": 4810, "LB": 717} | LBS | 4124425 | 9529 | [9 empty] | 3023166
31443-5 | {"AU/ML": 461} | AU/ML | 8763 | 8763 | [9 empty] | 3016059
31444-3 | {} | [12 empty] | 3016899
31450-0 | {} | [12 empty] | 3017251
3151-8 | {"%": 31363} | % | 8554 | 8554 | [9 empty] | 3005629
31522-6 | {"TU": 13} | TU | 9415 | 9415 | [9 empty] | 3017536
31536-6 | {} | [12 empty] | 3012517
31562-2 | {"UNITS": 374, "EU/ML": 17} | UNITS | 8510 | 8695 | [9 empty] | 3000307
31563-0 | {} | [12 empty] | 3003810
31585-3 | {} | [12 empty] | 3016819
3160-9 | {"ML": 501} | ML | 8587 | 8587 | [9 empty] | 3001894
31625-7 | {"AU/ML": 7422} | AU/ML | 8763 | 8763 | [9 empty] | 3021871
3167-4 | {"ML": 28575, "L/DAY": 428, "ML/24 HR": 162, "ML/24 H": 80} | ML | 8587 | 8587 | [9 empty] | 3012565
3168-2 | {} | [12 empty] | 3017768
31695-0 | {} | [12 empty] | 3012321
3173-2 | {"SEC": 311084, "SECONDS": 223272, "SEC.": 2153, "S": 9} | SEC | 8555 | 8555 | [9 empty] | 3013466
3174-0 | {"%": 130, "% ACTIVITY": 20, "% NORMAL": 3} | % | 8554 | 8648 | [9 empty] | 3018676
3175-7 | {"%": 434, "MG/DL": 1} | % | 8554 | 8840 | [9 empty] | 3008009
31788-3 | {} | [12 empty] | 3001363
31791-7 | {} | [12 empty] | 3000490
3181-5 | {"GPL": 1312, "GPL U/ML": 1043, "GPL-U/ML": 340, "GPLU/ML": 3} | GPL | 9100 | 9157 | [9 empty] | 3009041
3182-3 | {"MPL": 1316, "MPL U/ML": 1042, "MPL-U/ML": 339, "MPLU/ML": 1} | MPL | 0 | 8763 | [9 empty] | 3015813
31830-3 | {} | [12 empty] | 3004762
3184-9 | {"SEC": 138041, "SECONDS": 26251} | SEC | 8555 | 8555 | [9 empty] | 3016948
3185-6 | {"BU": 31, "BETHESDA": 5} | BU | 9271 | 9271 | [9 empty] | 3004009
3186-4 | {"%": 230} | % | 8554 | 8554 | [9 empty] | 3007204
31868-3 | {} | [12 empty] | 3036072
3187-2 | {"%": 530, "% NORMAL": 35} | % | 8554 | 8648 | [9 empty] | 3006109
3189-8 | {"IU/ML": 2} | IU/ML | 8985 | 8985 | [9 empty] | 3028173
3190-6 | {"%": 2} | % | 8554 | 8554 | [9 empty] | 3017528
3193-0 | {"%": 119, "% NORMAL": 9} | % | 8554 | 8554 | [9 empty] | 3005757
31950-9 | {} | [12 empty] | 3001684
3196-3 | {"BETHESDA": 1} | BETHESDA | 9161 | 9161 | [9 empty] | 3024478
31969-9 | {} | [12 empty] | 3007625
3198-9 | {"%": 76, "% NORMAL": 3} | % | 8554 | 8554 | [9 empty] | 3011547
31989-7 | {} | [12 empty] | 3010826
3199-7 | {"%": 37} | % | 8554 | 8554 | [9 empty] | 3026685
32009-3 | {"MCG/G CREAT": 656, "UG/G CRT": 252, "UG/G": 1} | MCG/G CREAT | 9014 | 9014 | [9 empty] | 3016589
32015-0 | {"UG/DL": 8} | UG/DL | 8837 | 8837 | [9 empty] | 3017561
32018-4 | {"S/CO": 836} | S/CO | 8779 | 8779 | [9 empty] | 3006631
32020-0 | {"UMOL/L": 1} | UMOL/L | 8749 | 8749 | [9 empty] | 3017622
32024-2 | {"MG/DL": 218} | MG/DL | 8840 | 8840 | [9 empty] | 3006828
32032-5 | {"GPS": 197} | GPS | 8487 | 8487 | [9 empty] | 3025466
32033-3 | {"MPS": 197} | MPS | 8495 | 8495 | [9 empty] | 3026312
3204-5 | {"BETHESDA": 6} | BETHESDA | 9161 | 9161 | [9 empty] | 3024942
32043-2 | {"UMOL/MOL CRT": 60} | UMOL/MOL CRT | 9675 | 9675 | [9 empty] | 3009930
32044-0 | {} | [12 empty] | 3010469
32057-2 | {"NG/ML": 549} | NG/ML | 8842 | 8842 | [9 empty] | 3002177
3208-6 | {"BETHESDA": 2} | BETHESDA | 9161 | 9161 | [9 empty] | 3022520
3209-4 | {"%": 2527, "% NORMAL": 206} | % | 8554 | 8648 | [9 empty] | 3019250
32093-7 | {"NG/ML": 417} | NG/ML | 8842 | 8842 | [9 empty] | 3015116
3210-2 | {} | [12 empty] | 3011832
32100-0 | {"NG/ML": 2792} | NG/ML | 8842 | 8842 | [9 empty] | 3003917
32101-8 | {"NG/ML": 2319} | NG/ML | 8842 | 8842 | [9 empty] | 3007534
32107-5 | {} | [12 empty] | 3010320
32108-3 | {"NG/ML": 192} | NG/ML | 8842 | 8842 | [9 empty] | 3028263
32123-2 | {"MOM": 717} | MOM | 8494 | 8494 | [9 empty] | 3014064
3213-6 | {"IU/ML": 1} | IU/ML | 8985 | 8985 | [9 empty] | 3009450
32133-1 | {"MMOL/L": 86641, "MG/DL": 4} | MMOL/L | 8753 | 8840 | [9 empty] | 3005491
32137-2 | {"%": 750} | % | 8554 | 8554 | [9 empty] | 3023690
32138-0 | {} | [12 empty] | 3037530
32143-0 | {"%": 76} | % | 8554 | 8554 | [9 empty] | 3000732
32149-7 | {"%": 133, "MG/DL": 1} | % | 8554 | 8554 | [9 empty] | 3011937
32156-2 | {} | [12 empty] | 3017808
32166-1 | {} | [12 empty] | 3008714
32167-9 | {} | [12 empty] | 3008204
32169-5 | {"MG/L": 43, "MG/DL": 34} | MG/L | 8751 | 8840 | [9 empty] | 3006008
3217-7 | {"%": 90} | % | 8554 | 8554 | [9 empty] | 3005445
3218-5 | {"%": 341, "% NORMAL": 8} | % | 8554 | 8554 | [9 empty] | 3004409
32206-5 | {} | [12 empty] | 3004446
32215-6 | {} | [12 empty] | 3000551
32217-2 | {} | [12 empty] | 3034186
32219-8 | {"U": 28} | U | 8510 | 8510 | [9 empty] | 3022775
32220-6 | {"UNITS": 390} | UNITS | 8510 | 8510 | [9 empty] | 3002386
32227-1 | {"UMOL/L": 40, "UMOL/G CRT": 4} | UMOL/L | 8749 | 9015 | [9 empty] | 3012837
32229-7 | {"UMOL/G CR": 2} | UMOL/G CR | 4117651 | 4117651 | [9 empty] | 3008521
3224-3 | {"BETHESDA": 2} | BETHESDA | 9161 | 9161 | [9 empty] | 3000089
32248-7 | {"UMOL/G CRT": 4, "UMOL/G CR": 2} | UMOL/G CRT | 9015 | 9015 | [9 empty] | 3027134
3226-8 | {"%": 196, "% NORMAL": 3} | % | 8554 | 8554 | [9 empty] | 3001850
3227-6 | {"%": 31} | % | 8554 | 8554 | [9 empty] | 3000688
32284-2 | {"COPIES/ ML": 948, "IU/ML": 349} | COPIES/ ML | 8799 | 8799 | [9 empty] | 3000504
32285-9 | {"IU/ML": 33} | IU/ML | 8985 | 8985 | [9 empty] | 3003752
32286-7 | {} | [12 empty] | 3002653
32287-5 | {"UMOL/L": 11} | UMOL/L | 8749 | 8749 | [9 empty] | 3001011
32296-6 | {} | [12 empty] | 3036868
3230-0 | {"BETHESDA": 1} | BETHESDA | 9161 | 9161 | [9 empty] | 3000818
3232-6 | {"%": 104, "% NORMAL": 49} | % | 8554 | 8648 | [9 empty] | 3002348
32324-6 | {"U/L": 6386, "UNIT/L": 59} | U/L | 8645 | 8645 | [9 empty] | 3007869
3233-4 | {"%": 5} | % | 8554 | 8554 | [9 empty] | 3001183
32336-0 | {"MEQ/L": 1} | MEQ/L | 9557 | 9557 | [9 empty] | 3013098
32355-0 | {"LABCORP 008342": 1} | LABCORP 008342 | -1 | -1 | [9 empty] | 3023764
32361-8 | {} | [12 empty] | 3019526
32363-4 | {} | [12 empty] | 3004270
32366-7 | {} | [12 empty] | 3020978
32367-5 | {} | [12 empty] | 3036944
32368-3 | {} | [12 empty] | 3037470
3237-5 | {"%": 12} | % | 8554 | 8554 | [9 empty] | 3035613
3241-7 | {} | [12 empty] | 3035447
3243-3 | {"SEC": 1018, "SECONDS": 563, "SEC.": 2} | SEC | 8555 | 8555 | [9 empty] | 3036489
32435-0 | {} | [12 empty] | 3004341
3244-1 | {"MIN": 4} | MIN | 8550 | 8550 | [9 empty] | 3023055
32518-3 | {} | [12 empty] | 3033899
32541-5 | {"MG/DL": 2} | MG/DL | 8840 | 8840 | [9 empty] | 3014721
32546-4 | {"U/G HGB": 117, "U/G HB": 81} | U/G HGB | 9651 | 9651 | [9 empty] | 3003994
3255-7 | {"MG/DL": 3491} | MG/DL | 8840 | 8840 | [9 empty] | 3016407
32551-4 | {} | [12 empty] | 3017817
32554-8 | {"NMOL/L": 17041} | NMOL/L | 8736 | 8736 | [9 empty] | 3006653
32572-0 | {"KU/L": 13} | KU/L | 8810 | 8810 | [9 empty] | 3027626
32573-8 | {} | [12 empty] | 3966264
32575-3 | {} | [12 empty] | 3015256
32576-1 | {} | [12 empty] | 3019323
32577-9 | {} | [12 empty] | 3021963
32578-7 | {} | [12 empty] | 3005403
32580-3 | {"UNITS": 3282} | UNITS | 8510 | 8510 | [9 empty] | 3010504
32582-9 | {} | [12 empty] | 3021616
32583-7 | {} | [12 empty] | 3022635
32584-5 | {} | [12 empty] | 3005913
32585-2 | {"CPY/ML": 5476, "COPIES/ML": 2042} | CPY/ML | 9257 | 8799 | [9 empty] | 3000453
32623-1 | {"FL": 5034677} | FL | 8583 | 8583 | MPV |  |  | 1 | 30 |  |  | 1 | MPV | 3043111
32624-9 | {} | [12 empty] | 3046853
32632-2 | {} | [12 empty] | 3046039
32639-7 | {} | [12 empty] | 3028886
32640-5 | {} | [12 empty] | 3042861
32641-3 | {} | [12 empty] | 3043413
32644-7 | {} | [12 empty] | 3043151
32645-4 | {} | [12 empty] | 3043709
32653-8 | {} | [12 empty] | 3028927
32654-6 | {"PMOL/8X10(8)RBC": 958, "PMOL/8X 10E8": 364} | PMOL/8X10(8)RBC | 9148 | 9148 | [9 empty] | 3029161
32655-3 | {"UG/G": 1} | UG/G | 8720 | 8720 | [9 empty] | 3029192
32660-3 | {"PMOL/8X10(8)RBC": 968, "PMOL/8X 10E8": 364} | PMOL/8X10(8)RBC | 9148 | 9148 | [9 empty] | 3030951
32667-8 | {} | [12 empty] | 3044820
3267-2 | {} | [12 empty] | 4252066
32674-4 | {} | [12 empty] | 3030035
32677-7 | {"IU/ML": 70} | IU/ML | 8985 | 8985 | [9 empty] | 3029483
32681-9 | {"%": 143} | % | 8554 | 8554 | [9 empty] | 3044870
32682-7 | {"%": 1447} | % | 8554 | 8737 | HGB_electrophoresis | [8 empty] | 3045405
32683-5 | {"%": 1017} | % | 8554 | 8554 | [9 empty] | 3030612
32684-3 | {"IU/ML": 2266} | IU/ML | 8985 | 8985 | [9 empty] | 3045452
32693-4 | {"MMOL/L": 1024271} | MMOL/L | 8753 | 8753 | Lactate | 1 | 90.08 | 0.3 | 28 |  |  | 1 | serum_lactate | 3047181
3270-6 | {"IU/ML": 9957, "UI/ML": 81} | IU/ML | 8985 | 8985 | [9 empty] | 3007957
32700-7 | {} | [12 empty] | 3045707
32701-5 | {} | [12 empty] | 3045733
32705-6 | {} | [12 empty] | 3046574
3271-4 | {"IU/ML": 65} | IU/ML | 8985 | 8985 | [9 empty] | 3006792
32710-6 | {"NEGATIVE": 1, "NEG": 1} | NEGATIVE | -1 | 8840 | [9 empty] | 3042812
32713-0 | {"MMOL/L": 32765} | MMOL/L | 8753 | 8753 | POTASSIUM | 0.66667 | 39.0983 |  | 30 |  |  | 1 | serum_K | 3043409
32717-1 | {"MMOL/L": 5204} | MMOL/L | 8753 | 8753 | SODIUM | 1 | 22.9898 | 80 | 190 |  |  | 1 | serum_Na | 3043706
32721-3 | {"NG/ML": 146} | NG/ML | 8842 | 8842 | [9 empty] | 3046310
32723-9 | {} | [12 empty] | 3028873
32727-0 | {"EU/DL": 108024} | EU/DL | 8829 | 8829 | [9 empty] | 3029190
3273-0 | {"IU/ML": 256917, "UI/ML": 1029} | IU/ML | 8985 | 8985 | [9 empty] | 3024856
32730-4 | {"G/DL": 11010} | G/DL | 8713 | 8713 | [9 empty] | 3043723
32731-2 | {"G/DL": 11010} | G/DL | 8713 | 8713 | [9 empty] | 3043747
3274-8 | {"UI/ML": 225, "IU/ML": 84} | UI/ML | 8985 | 8985 | [9 empty] | 3025684
32760-1 | {} | [12 empty] | 3030078
32764-3 | {"/HPF": 1} | /HPF | 8786 | 8786 | [9 empty] | 3047152
32765-0 | {"/HPF": 1286} | /HPF | 8786 | 8786 | [9 empty] | 3047178
32766-8 | {"/HPF": 1286} | /HPF | 8786 | 8786 | [9 empty] | 3047204
32769-2 | {} | [12 empty] | 3046867
32771-8 | {"MMHG": 6159} | MMHG | 8876 | 8876 | PCO2A | [8 empty] | 3045156
32775-9 | {"IU/ML": 115} | IU/ML | 8985 | 8985 | [9 empty] | 3045439
32799-9 | {"MG/MMOL": 2} | MG/MMOL | 44777612 | 44777612 | [9 empty] | 3029177
32800-5 | {} | [12 empty] | 3043140
3281-3 | {} | [12 empty] | 3027184
32819-5 | {} | [12 empty] | 3030058
3282-1 | {"SEC": 547} | SEC | 8555 | 8555 | [9 empty] | 3010297
3284-7 | {"SEC": 259} | SEC | 8555 | 8555 | [9 empty] | 3009299
32847-6 | {"UG/ML": 416} | UG/ML | 8859 | 8859 | [9 empty] | 36203997
32851-8 | {} | [12 empty] | 3043092
3289-6 | {"%": 53, "% NORMAL": 8} | % | 8554 | 8554 | [9 empty] | 3005353
3298-7 | {"MCG/ML": 14846, "UG/ML": 2709, "MG/L": 58} | MCG/ML | 8859 | 8751 | [9 empty] | 3002617
3299-5 | {} | [12 empty] | 3001526
32997-9 | {"MCG/L": 15} | MCG/L | 8748 | 8748 | [9 empty] | 3046333
32998-7 | {"U/ML": 1056} | U/ML | 8763 | 8763 | [9 empty] | 3046870
32999-5 | {} | [12 empty] | 3042809
33-1 | {} | [12 empty] | 3016573
3300-1 | {"UG/ML": 6} | UG/ML | 8859 | 8859 | [9 empty] | 3021968
33000-1 | {} | [12 empty] | 3028885
33001-9 | {} | [12 empty] | 3028913
33006-8 | {"COPIES/ML": 26280, "LOG IU/ML": 17084, "IU/ML": 1} | COPIES/ML | 8799 | 9084 | [9 empty] | 3033230
33007-6 | {"MCG/DL": 12} | MCG/DL | 8837 | 8837 | [9 empty] | 3029503
33008-4 | {} | [12 empty] | 3029756
33009-2 | {} | [12 empty] | 3029782
33016-7 | {"NG/ML": 4} | NG/ML | 8842 | 8842 | [9 empty] | 3044833
33020-9 | {"/LPF": 172} | /LPF | 8765 | 8765 | [9 empty] | 3029749
33021-7 | {"/LPF": 2} | /LPF | 8765 | 8765 | [9 empty] | 3029773
33022-5 | {"MM HG": 16, "MMHG": 9} | MM HG | 8876 | 8876 | PCO2A | [8 empty] | 3029797
33036-5 | {"NMOL/ML": 1} | NMOL/ML | 8843 | 8843 | [9 empty] | 3045692
33037-3 | {"MMOL/L": 765003} | MMOL/L | 8753 | 8753 | Anion Gap |  |  | 1 | 40 |  |  | 1 | serum_anion_gap | 3045716
33051-4 | {"/HPF": 65822, "HPF": 1216, "MG/DL": 16, "NEGATIVE": 1, "NEG": 1} | /HPF | 8786 | 8840 | RBC_UR_Pres | [8 empty] | 3045424
33052-2 | {} |  |  |  | WBC_UR_Pres | [8 empty] | 3045414
33057-1 | {"%": 2} | % | 8554 | 8554 | [9 empty] | 3046296
33062-1 | {} | [12 empty] | 3043410
3312-6 | {"NG/ML": 8} | NG/ML | 8842 | 8842 | [9 empty] | 3020053
3313-4 | {"NG/ML": 482} | NG/ML | 8842 | 8842 | [9 empty] | 3035738
3319-1 | {"MCG/ML": 131, "UG/ML": 33, "MG/L": 1} | MCG/ML | 8859 | 8859 | [9 empty] | 3008977
33193-4 | {"%": 47} | % | 8554 | 8554 | [9 empty] | 3045702
33194-2 | {"%": 568} | % | 8554 | 8554 | [9 empty] | 3045723
3320-9 | {"MCG/ML": 1234, "UG/ML": 1} | MCG/ML | 8859 | 8859 | [9 empty] | 3036152
33200-7 | {"PG/ML": 2} | PG/ML | 8845 | 8845 | [9 empty] | 3043102
3321-7 | {"MCG/ML": 970, "UG/ML": 113, "MG/L": 41} | MCG/ML | 8859 | 8751 | [9 empty] | 3037123
33210-6 | {"NMOL/L": 2832} | NMOL/L | 8736 | 8736 | [9 empty] | 3046569
33211-4 | {"PG/ML": 178} | PG/ML | 8845 | 8845 | [9 empty] | 3046594
33219-7 | {"HPF": 200085, "/HPF": 111076} | HPF | 8786 | 8786 | [9 empty] | 3029162
33220-5 | {"HPF": 10219, "/HPF": 4033} | HPF | 8786 | 8786 | [9 empty] | 3043681
33221-3 | {"HPF": 4174, "/HPF": 1433} | HPF | 8786 | 8786 | [9 empty] | 3043138
33223-9 | {"LPF": 51479, "/LPF": 34372} | LPF | 8765 | 8765 | [9 empty] | 3043722
33225-4 | {"/LPF": 106} | /LPF | 8765 | 8765 | [9 empty] | 3030946
33227-0 | {"/LPF": 52} | /LPF | 8765 | 8765 | [9 empty] | 3030335
33228-8 | {"/LPF": 286, "LPF": 80} | /LPF | 8765 | 8765 | [9 empty] | 3030359
33229-6 | {"/LPF": 183, "LPF": 56} | /LPF | 8765 | 8765 | [9 empty] | 3030940
33230-4 | {"/LPF": 149, "LPF": 49} | /LPF | 8765 | 8765 | [9 empty] | 3028917
33231-2 | {"LPF": 14, "/LPF": 2} | LPF | 8765 | 8765 | [9 empty] | 3029153
33248-6 | {} | [12 empty] | 3030608
33256-9 | {"THOU/CUMM": 3474, "THOU/CU MM": 2994} | THOU/CUMM | 8961 | 8961 | [9 empty] | 3046900
33295-7 | {} | [12 empty] | 3043717
33299-9 | {} | [12 empty] | 3030325
3330-8 | {"UG/ML": 23, "MCG/ML": 3} | UG/ML | 8859 | 8859 | [9 empty] | 3015375
33313-8 | {"U": 229} | U | 8510 | 8510 | [9 empty] | 3030930
33314-6 | {"U": 698, "IU": 56} | U | 8510 | 8718 | [9 empty] | 3030625
33317-9 | {} | [12 empty] | 3044835
33325-2 | {"NG/ML": 198} | NG/ML | 8842 | 8842 | [9 empty] | 3030073
3333-2 | {"NG/ML": 55, "MCG/L": 6} | NG/ML | 8842 | 8842 | [9 empty] | 3017597
33341-9 | {"/LPF": 6098, "LPF": 979} | /LPF | 8765 | 8765 | [9 empty] | 3046914
33346-8 | {"UG/L": 103} | UG/L | 8748 | 8748 | [9 empty] | 3046858
3335-7 | {"NG/ML": 55, "MCG/L": 6} | NG/ML | 8842 | 8842 | [9 empty] | 3004739
33356-7 | {"SEC": 29} | SEC | 8555 | 8555 | [9 empty] | 3046608
33358-3 | {"G/DL": 10882} | G/DL | 8713 | 8713 | [9 empty] | 3046299
3338-1 | {"UG/ML": 2, "NG/ML": 1} | UG/ML | 8859 | 8859 | [9 empty] | 3024975
33380-7 | {} | [12 empty] | 3043731
3339-9 | {} | [12 empty] | 3024550
33393-0 | {"/LPF": 4028, "LPF": 711} | /LPF | 8765 | 8765 | [9 empty] | 3029741
3341-5 | {"NG/ML": 10} | NG/ML | 8842 | 8842 | [9 empty] | 3004922
33411-0 | {} | [12 empty] | 3029490
33422-7 | {"SI": 1} | SI | 0 | [10 empty] | 3045706
33423-5 | {"SI": 56} | SI | 0 | [10 empty] | 3045735
33437-5 | {"MM HG": 16, "MMHG": 9} | MM HG | 8876 | 8876 | PO2A | [8 empty] | 3043687
33438-3 | {"BPM": 46861} | BPM | 4118124 | 8541 | [9 empty] | 3043148
33477-1 | {} | [12 empty] | 3030613
3348-0 | {} | [12 empty] | 3013120
3349-8 | {"NG/ML": 10098} | NG/ML | 8842 | 8842 | [9 empty] | 3027944
335-0 | {"MCG/ML": 14} | MCG/ML | 8859 | 8859 | [9 empty] | 3015274
33507-5 | {} | [12 empty] | 3043411
33511-7 | {} | [12 empty] | 3046572
33512-5 | {} | [12 empty] | 3046596
33515-8 | {} | [12 empty] | 3046312
33525-7 | {"SEC": 25} | SEC | 8555 | 8555 | [9 empty] | 3043980
33526-5 | {"SEC": 9} | SEC | 8555 | 8555 | [9 empty] | 3030949
33536-4 | {} | [12 empty] | 3966278
3355-5 | {"MCG/ML": 174} | MCG/ML | 8859 | 8859 | [9 empty] | 3028238
33559-6 | {} | [12 empty] | 3047175
33563-8 | {"JDF UNITS": 4} | JDF UNITS | 8510 | 8510 | [9 empty] | 3045101
33567-9 | {"UNITS": 412} | UNITS | 8510 | 8510 | [9 empty] | 3045726
33569-5 | {"AI": 3919, "UNITS": 4} | AI | 8478 | 8478 | [9 empty] | 3045440
33572-9 | {} | [12 empty] | 3047198
33585-1 | {"MCG/24 H": 2} | MCG/24 H | 8906 | 8906 | [9 empty] | 3046614
33603-2 | {"U/ML": 142} | U/ML | 8763 | 8763 | [9 empty] | 3028916
33615-6 | {} | [12 empty] | 3030628
33618-0 | {} | [12 empty] | 3044834
33623-0 | {"MCG/24 H": 2} | MCG/24 H | 8906 | 8906 | [9 empty] | 3029777
33624-8 | {"MCG/24 H": 2} | MCG/24 H | 8906 | 8906 | [9 empty] | 3030024
33625-5 | {"MCG/24 H": 2} | MCG/24 H | 8906 | 8906 | [9 empty] | 3030050
33631-3 | {} | [12 empty] | 3044857
33633-9 | {} | [12 empty] | 3030378
33638-8 | {"NG/ML ATP": 9} | NG/ML ATP | 8842 | 8842 | [9 empty] | 3045696
33639-6 | {"SI": 6} | SI | 0 | [10 empty] | 3045719
33640-4 | {"SI": 6} | SI | 0 | [10 empty] | 3029489
33641-2 | {"SI": 6} | SI | 0 | [10 empty] | 3046894
33644-6 | {"TITER": 2} | TITER | 8525 | 8525 | [9 empty] | 3047194
33645-3 | {"TITER": 2} | TITER | 8525 | 8525 | [9 empty] | 3043094
33648-7 | {"IU/ML": 2} | IU/ML | 8985 | 8985 | [9 empty] | 3042803
33660-2 | {} | [12 empty] | 3046329
33662-8 | {} | [12 empty] | 3042846
33664-4 | {} | [12 empty] | 3043416
33667-7 | {"NG/ML": 1} | NG/ML | 8842 | 8842 | [9 empty] | 3042793
33685-9 | {} | [12 empty] | 3030343
3369-6 | {"MCG/ML": 25} | MCG/ML | 8859 | 8859 | [9 empty] | 3003783
33718-8 | {} | [12 empty] | 3043109
33746-9 | {} | [12 empty] | 3028879
3376-1 | {"UG/ML": 418} | UG/ML | 8859 | 8859 | [9 empty] | 3003132
33762-6 | {"PG/ML": 113483} | PG/ML | 8845 | 8845 | BNP | [8 empty] | 3029187
33764-2 | {} | [12 empty] | 3033217
3377-9 | {"NG/ML": 9098, "MABS": 9} | NG/ML | 8842 | 8842 | [9 empty] | 3002020
33771-7 | {} | [12 empty] | 3030939
33772-5 | {} | [12 empty] | 3030635
33773-3 | {} | [12 empty] | 3030662
33774-1 | {} | [12 empty] | 3044819
33780-8 | {} | [12 empty] | 3029783
33822-8 | {"PG/ML": 177} | PG/ML | 8845 | 8845 | [9 empty] | 3043684
33863-2 | {"MG/L": 2699} | MG/L | 8751 | 8751 | [9 empty] | 3030366
33884-8 | {"SEC": 2} | SEC | 8555 | 8555 | [9 empty] | 3046564
3389-4 | {} | [12 empty] | 3012728
3390-2 | {"NG/ML": 11260} | NG/ML | 8842 | 8842 | [9 empty] | 3000764
33900-2 | {} | [12 empty] | 3046305
33905-1 | {"/HPF": 171} | /HPF | 8786 | 8786 | [9 empty] | 3029154
3391-0 | {} | [12 empty] | 3033310
33910-1 | {"IU/ML": 110} | IU/ML | 8985 | 8985 | [9 empty] | 3043745
33914-3 | {"ML/MIN/1.73M2": 194912} | ML/MIN/1.73M2 | 9117 | 9117 | [9 empty] | 46236952
33915-0 | {"NG/ML": 3191} | NG/ML | 8842 | 8842 | [9 empty] | 3030934
33916-8 | {"NG/ML": 2326} | NG/ML | 8842 | 9675 | [9 empty] | 3030631
33917-6 | {"NG/ML": 2380} | NG/ML | 8842 | 8842 | [9 empty] | 3030658
3392-8 | {"NG/ML": 9, "MCG/L": 1} | NG/ML | 8842 | 8842 | [9 empty] | 3033853
33921-8 | {} | [12 empty] | 3033229
33924-2 | {"TITER": 52} | TITER | 8525 | 8525 | [9 empty] | 3029774
33925-9 | {"TITER": 52} | TITER | 8525 | 8525 | [9 empty] | 3030026
33926-7 | {"TITER": 52} | TITER | 8525 | 8525 | [9 empty] | 3030053
33927-5 | {"TITER": 52} | TITER | 8525 | 8525 | [9 empty] | 3030080
3393-6 | {"NG/ML": 11056} | NG/ML | 8842 | 8842 | [9 empty] | 3034452
33930-9 | {"SEC": 27} | SEC | 8555 | 8555 | [9 empty] | 3030675
33935-8 | {"UNITS": 8440} | UNITS | 8510 | 8510 | [9 empty] | 3030367
33938-2 | {"PG/ML": 177} | PG/ML | 8845 | 8845 | [9 empty] | 3045157
33939-0 | {"PG/ML": 663} | PG/ML | 8845 | 8845 | [9 empty] | 3045699
3394-4 | {"NG/ML": 1985} | NG/ML | 8842 | 8842 | [9 empty] | 3022755
33944-0 | {"MG/L": 8361, "MG/DL": 3754} | MG/L | 8751 | 8840 | [9 empty] | 3047169
33947-3 | {} | [12 empty] | 3043121
33949-9 | {"MMOL/G CREAT": 63} | MMOL/G CREAT | 9576 | 9576 | [9 empty] | 3042806
3395-1 | {} | [12 empty] | 3013632
33951-5 | {"MMOL/G CREAT": 134} | MMOL/G CREAT | 9576 | 9576 | SCR_UR_24H | [8 empty] | 3045687
33959-8 | {"NG/ML": 121821} | NG/ML | 8842 | 8842 | [9 empty] | 3046279
3396-9 | {"NG/ML": 2} | NG/ML | 8842 | 8842 | [9 empty] | 3011974
3397-7 | {"MABS": 9} | MABS | 0 | [10 empty] | 3016879
33978-8 | {} | [12 empty] | 3029173
33979-6 | {"PMOL/L": 118, "NMOL/L": 51} | PMOL/L | 8729 | 8736 | [9 empty] | 3029197
3398-5 | {"NG/ML": 932} | NG/ML | 8842 | 8842 | [9 empty] | 3018019
33980-4 | {"NMOL/L": 51} | NMOL/L | 8736 | 8736 | [9 empty] | 3043147
33982-0 | {"KU/L": 9} | KU/L | 8810 | 8810 | [9 empty] | 3043730
33983-8 | {"AU/ML": 2814, "UNITS": 2425} | AU/ML | 8763 | 8763 | [9 empty] | 3043986
33986-1 | {} | [12 empty] | 3030347
33988-7 | {} | [12 empty] | 3030911
3399-3 | {} | [12 empty] | 3018571
3409-0 | {} | [12 empty] | 3006727
3413-2 | {"NG/ML": 18} | NG/ML | 8842 | 8842 | [9 empty] | 3004982
3414-0 | {"NG/ML": 941} | NG/ML | 8842 | 8842 | [9 empty] | 3007463
34147-9 | {} | [12 empty] | 3044651
34148-7 | {"ISR": 683, "INDEX": 15} | ISR | 8488 | 8488 | [9 empty] | 3044883
3415-7 | {"NG/ML": 76} | NG/ML | 8842 | 8842 | [9 empty] | 3006302
34153-7 | {} | [12 empty] | 3045487
34167-7 | {} | [12 empty] | 3044935
34176-8 | {} | [12 empty] | 3044003
34177-6 | {} | [12 empty] | 3044286
3418-1 | {} | [12 empty] | 3026054
34180-0 | {} | [12 empty] | 3044017
34187-5 | {"TITER": 244} | TITER | 8525 | 8525 | [9 empty] | 3044946
34202-2 | {"MCG/ML": 140} | MCG/ML | 8859 | 8859 | [9 empty] | 3045188
3421-5 | {"UG/ML": 2} | UG/ML | 8859 | 8859 | [9 empty] | 3006388
3422-3 | {"UG/ML": 1} | UG/ML | 8859 | 8859 | [9 empty] | 3022695
3426-4 | {"NG/ML": 9212} | NG/ML | 8842 | 8842 | [9 empty] | 3028064
34265-9 | {"MMOL/G CREAT": 75} | MMOL/G CREAT | 9576 | 9576 | [9 empty] | 3044312
3427-2 | {"MABS": 9} | MABS | 0 | [10 empty] | 3028300
34316-0 | {"NMOL/L": 232} | NMOL/L | 8736 | 8736 | [9 empty] | 3045759
34319-4 | {"PG/ML": 799} | PG/ML | 8845 | 8845 | [9 empty] | 3045781
3432-2 | {"MCG/ML": 1069, "UG/ML": 582, "MG/L": 489} | MCG/ML | 8859 | 8751 | [9 empty] | 3028639
34324-4 | {} | [12 empty] | 3044014
3433-0 | {"MCG/ML": 93, "UG/ML": 15} | MCG/ML | 8859 | 8859 | [9 empty] | 3023985
3435-5 | {"NG/ML": 36} | NG/ML | 8842 | 8842 | [9 empty] | 3011112
3436-3 | {"NG/ML": 183} | NG/ML | 8842 | 8842 | [9 empty] | 3018952
34376-4 | {"IV": 2756} | IV | 0 | [10 empty] | 3044877
34410-1 | {} | [12 empty] | 3044029
34416-8 | {"AI": 344} | AI | 8478 | 8478 | [9 empty] | 3044949
3443-9 | {"MCG/ML": 193} | MCG/ML | 8859 | 8859 | [9 empty] | 3023117
34439-0 | {"LU30": 10} | LU30 | 0 | [10 empty] | 3045467
34444-0 | {"NG/ML": 6} | NG/ML | 8842 | 8842 | [9 empty] | 3044620
34468-9 | {} | [12 empty] | 3044936
34477-0 | {} | [12 empty] | 3044004
34487-9 | {"0": 3} | 0 | -1 | -1 | [9 empty] | 3044938
34502-5 | {} | [12 empty] | 3045182
34503-3 | {} | [12 empty] | 3045189
34509-0 | {} | [12 empty] | 3045231
3451-2 | {"MCG/ML": 60} | MCG/ML | 8859 | 8859 | [9 empty] | 3020129
34517-3 | {} | [12 empty] | 3044627
34519-9 | {} | [12 empty] | 3044643
34530-6 | {} | [12 empty] | 3044630
34535-5 | {"MG/DL": 14782} | MG/DL | 8840 | 8840 | [9 empty] | 3001802
34539-7 | {"MG/DL": 3356} | MG/DL | 8840 | 8840 | P_PANEL | [8 empty] | 3044927
34569-4 | {"SEC": 2} | SEC | 8555 | 8555 | [9 empty] | 46235126
3457-9 | {"UG/ML": 41, "NG/ML": 8} | UG/ML | 8859 | 8842 | [9 empty] | 3037563
34571-0 | {"SEC": 1883, "SECONDS": 4} | SEC | 8555 | 8555 | [9 empty] | 3044009
34581-9 | {"MMOL/L": 32333} | MMOL/L | 8753 | 8840 | CALCIUM_IONIZED | 2.325 | 40.078 | [6 empty] | 3044331
34589-2 | {} | [12 empty] | 3044624
34621-3 | {"U/ML": 11, "UNITS": 1} | U/ML | 8763 | 8763 | [9 empty] | 3031757
3464-5 | {"NG/ML": 1} | NG/ML | 8842 | 8842 | [9 empty] | 3034159
34648-6 | {"G": 106} | G | 8504 | 8504 | [9 empty] | 3032362
34658-5 | {} | [12 empty] | 3031174
34660-1 | {"%": 1272} | % | 8554 | 8737 | HGB_electrophoresis | [8 empty] | 3032358
34661-9 | {"UNITS": 2213} | UNITS | 8510 | 8510 | [9 empty] | 3032370
34690-8 | {} | [12 empty] | 3030855
34694-0 | {"PG/ML": 16} | PG/ML | 8845 | 8845 | [9 empty] | 3031767
34699-9 | {} | [12 empty] | 3032045
34700-5 | {} | [12 empty] | 3032936
34701-3 | {} | [12 empty] | 3032948
3471-0 | {"NG/ML": 2} | NG/ML | 8842 | 8842 | [9 empty] | 3035636
34714-6 | {"INR": 4175, "SECONDS": 48, "RATIO": 7, "1.0": 1, "SEC": 1} | INR | 0 | 8523 | INR |  |  | 0.8 | 18 |  |  | 1 | serum_INR | 3032080
34718-7 | {} | [12 empty] | 3031489
34720-3 | {"IU/ML": 26849} | IU/ML | 8985 | 8985 | [9 empty] | 3030558
34729-4 | {} | [12 empty] | 3031161
34731-0 | {} | [12 empty] | 3031465
34732-8 | {} | [12 empty] | 3032354
34736-9 | {"RATIO": 2} | RATIO | 8523 | 8523 | [9 empty] | 3032612
3474-4 | {"UG/ML": 111, "NG/ML": 105, "MCG/ML": 56} | UG/ML | 8859 | 8859 | [9 empty] | 3012874
3478-5 | {} | [12 empty] | 3015159
3484-3 | {"MCG/ML": 24} | MCG/ML | 8859 | 8859 | [9 empty] | 3016069
3487-6 | {"NG/ML": 53} | NG/ML | 8842 | 8842 | [9 empty] | 3007218
34882-1 | {"%": 1} | % | 8554 | 8554 | [9 empty] | 3030889
34892-0 | {} | [12 empty] | 3032602
34907-6 | {} |  |  | 8840 | [9 empty] | 3030597
34909-2 | {"UG/L": 84, "UG/DL": 1} | UG/L | 8748 | 8748 | [9 empty] | 3031748
3491-8 | {"NG/ML": 15, "MCG/L": 2} | NG/ML | 8842 | 8842 | [9 empty] | 3017249
34926-6 | {"%": 72, "/UL": 17} | % | 8554 | 8647 | [9 empty] | 3031805
3493-4 | {"NG/ML": 24, "MCG/L": 2} | NG/ML | 8842 | 8842 | [9 empty] | 3006872
3494-2 | {"NG/ML": 31, "MCG/L": 5} | NG/ML | 8842 | 8842 | [9 empty] | 3005769
34964-7 | {} | [12 empty] | 3032605
35001-7 | {"THOUSAND/MICROLITER": 1} | THOUSAND/MICROLITER | 8848 | 8848 | [9 empty] | 3030884
35002-5 | {"%": 17439} | % | 8554 | 8554 | [9 empty] | 3030894
35011-6 | {"%": 85} | % | 8554 | 8554 | [9 empty] | 3032385
35036-3 | {"%": 5913} | % | 8554 | 8554 | [9 empty] | 3032319
35051-2 | {} | [12 empty] | 3033169
3506-3 | {"NG/ML": 21} | NG/ML | 8842 | 8842 | [9 empty] | 3011504
3507-1 | {"NG/ML": 138} | NG/ML | 8842 | 8842 | [9 empty] | 3011416
3508-9 | {"NG/ML": 5000} | NG/ML | 8842 | 8842 | [9 empty] | 3014032
35084-3 | {"K PARTICLES/UL": 2} | K PARTICLES/UL | 8848 | 8848 | [9 empty] | 3032604
35090-0 | {} | [12 empty] | 3031158
35107-2 | {"NG/ML": 27} | NG/ML | 8842 | 8842 | [9 empty] | 3032341
35134-6 | {"IU/L": 72} | IU/L | 8923 | 8923 | [9 empty] | 3032069
35137-9 | {} | [12 empty] | 3032315
35140-3 | {"NG/ML": 3418} | NG/ML | 8842 | 8842 | [9 empty] | 3030595
35145-2 | {"NMOL/ML": 1} | NMOL/ML | 8843 | 8843 | [9 empty] | 3030879
35146-0 | {"NMOL/ML": 1} | NMOL/ML | 8843 | 8843 | [9 empty] | 3030890
35147-8 | {"NMOL/ML": 1} | NMOL/ML | 8843 | 8843 | [9 empty] | 3030898
35148-6 | {"NMOL/ML": 1} | NMOL/ML | 8843 | 8843 | [9 empty] | 3031136
35149-4 | {"NMOL/ML": 9} | NMOL/ML | 8843 | 8843 | [9 empty] | 3031148
35150-2 | {"NMOL/ML": 9} | NMOL/ML | 8843 | 8843 | [9 empty] | 3031477
35151-0 | {"NMOL/ML": 1} | NMOL/ML | 8843 | 8843 | [9 empty] | 3031487
35154-4 | {"NMOL/ML": 1} | NMOL/ML | 8843 | 8843 | [9 empty] | 3032365
35155-1 | {"NMOL/ML": 9} | NMOL/ML | 8843 | 8843 | [9 empty] | 3032380
35157-7 | {"NMOL/ML": 9} | NMOL/ML | 8843 | 8843 | [9 empty] | 3032613
35158-5 | {"NMOL/ML": 1} | NMOL/ML | 8843 | 8843 | [9 empty] | 3032626
35160-1 | {"NMOL/ML": 9} | NMOL/ML | 8843 | 8843 | [9 empty] | 3031135
35161-9 | {"NMOL/ML": 9} | NMOL/ML | 8843 | 8843 | [9 empty] | 3031146
35162-7 | {"NMOL/ML": 9} | NMOL/ML | 8843 | 8843 | [9 empty] | 3031157
35163-5 | {"NMOL/ML": 9} | NMOL/ML | 8843 | 8843 | [9 empty] | 3031167
35164-3 | {"NMOL/ML": 9} | NMOL/ML | 8843 | 8843 | [9 empty] | 3031177
35165-0 | {"NMOL/ML": 9} | NMOL/ML | 8843 | 8843 | [9 empty] | 3031194
35166-8 | {"NMOL/ML": 9} | NMOL/ML | 8843 | 8843 | [9 empty] | 3031429
35167-6 | {"NMOL/ML": 9} | NMOL/ML | 8843 | 8843 | [9 empty] | 3031440
35168-4 | {"NMOL/ML": 9} | NMOL/ML | 8843 | 8843 | [9 empty] | 3031450
35169-2 | {"NMOL/ML": 9} | NMOL/ML | 8843 | 8843 | [9 empty] | 3030602
35170-0 | {"NMOL/ML": 9} | NMOL/ML | 8843 | 8843 | [9 empty] | 3032623
35171-8 | {"NMOL/ML": 9} | NMOL/ML | 8843 | 8843 | [9 empty] | 3032635
35172-6 | {"NMOL/ML": 9} | NMOL/ML | 8843 | 8843 | [9 empty] | 3032643
35173-4 | {"NMOL/ML": 9} | NMOL/ML | 8843 | 8843 | [9 empty] | 3032660
35174-2 | {"NMOL/ML": 9} | NMOL/ML | 8843 | 8843 | [9 empty] | 3032884
35175-9 | {"MMOL/L": 9} | MMOL/L | 8753 | 8753 | [9 empty] | 3032897
35176-7 | {"MMOL/L": 9} | MMOL/L | 8753 | 8753 | [9 empty] | 3032911
35177-5 | {"MMOL/L": 9} | MMOL/L | 8753 | 8753 | [9 empty] | 3032924
35178-3 | {"MMOL/L": 9} | MMOL/L | 8753 | 8753 | [9 empty] | 3032325
35179-1 | {"MMOL/L": 9} | MMOL/L | 8753 | 8753 | [9 empty] | 3032337
35180-9 | {"NMOL/ML": 9} | NMOL/ML | 8843 | 8843 | [9 empty] | 3031445
35181-7 | {"NMOL/ML": 9} | NMOL/ML | 8843 | 8843 | [9 empty] | 3031462
35182-5 | {"NMOL/ML": 9} | NMOL/ML | 8843 | 8843 | [9 empty] | 3030841
3519-6 | {"MCG/ML": 3} | MCG/ML | 8859 | 8859 | [9 empty] | 3004294
3520-4 | {"NG/ML": 17396, "MCG/L": 873} | NG/ML | 8842 | 8748 | [9 empty] | 3010375
35278-1 | {} | [12 empty] | 3032065
35279-9 | {} | [12 empty] | 3032077
3528-7 | {"NG/ML": 3, "MCG/L": 1} | NG/ML | 8842 | 8842 | [9 empty] | 3000699
35295-5 | {} | [12 empty] | 3036123
3530-3 | {"NG/ML": 1389} | NG/ML | 8842 | 8842 | [9 empty] | 3005141
35300-3 | {} | [12 empty] | 3036437
3531-1 | {"NG/ML": 27, "MCG/L": 5} | NG/ML | 8842 | 8842 | [9 empty] | 3000167
35318-5 | {} | [12 empty] | 3034913
35331-8 | {"UG/ML": 338} | UG/ML | 8859 | 8859 | [9 empty] | 3036148
35332-6 | {"%": 103549} | % | 8554 | 8554 | Neutrophils_per_band |  |  | 0.9 | 90 |  |  | 1 | serum_band | 3035839
35333-4 | {"AI": 531, "UNITS": 288, "INDEX": 3} | AI | 8478 | 8478 | [9 empty] | 3036086
35347-4 | {} | [12 empty] | 3037320
3536-0 | {"NG/ML": 77, "MCG/L": 2} | NG/ML | 8842 | 8842 | [9 empty] | 3034523
35365-6 | {"NG/ML": 7063} | NG/ML | 8842 | 8842 | [9 empty] | 3037334
3537-8 | {"UG/ML": 41, "NG/ML": 12} | UG/ML | 8859 | 8842 | [9 empty] | 3035043
35384-7 | {"PG/ML": 293} | PG/ML | 8845 | 8845 | [9 empty] | 3035801
35386-2 | {"TITER": 52} | TITER | 8525 | 8525 | [9 empty] | 3034901
35388-8 | {"MG/DL": 5} | MG/DL | 8840 | 8840 | [9 empty] | 3035774
35391-2 | {} | [12 empty] | 3034879
35410-0 | {"CMH2O": 39165, "CM H2O": 18876} | CMH2O | 44777590 | 44777590 | [9 empty] | 3035167
35411-8 | {} | [12 empty] | 3036717
3543-6 | {} | [12 empty] | 3035925
3545-1 | {"NG/ML": 1} | NG/ML | 8842 | 8842 | [9 empty] | 3009984
35452-2 | {} | [12 empty] | 3034556
35456-3 | {} | [12 empty] | 3034599
35458-9 | {"SI": 1} | SI | 0 | [10 empty] | 3036703
35462-1 | {} | [12 empty] | 3035794
35468-8 | {} | [12 empty] | 3035773
35474-6 | {} | [12 empty] | 3035792
35477-9 | {"%": 54} | % | 8554 | 8554 | [9 empty] | 3035196
3548-5 | {"UG/ML": 41, "NG/ML": 8} | UG/ML | 8859 | 8842 | [9 empty] | 3008091
35491-0 | {} | [12 empty] | 3036716
35492-8 | {} | [12 empty] | 3033966
35503-2 | {} | [12 empty] | 3034862
3551-9 | {"NG/ML": 9} | NG/ML | 8842 | 8842 | [9 empty] | 3020293
35529-7 | {"MCG/ML": 1} | MCG/ML | 8859 | 8859 | [9 empty] | 3034591
35532-1 | {"MCG/ML": 1} | MCG/ML | 8859 | 8859 | [9 empty] | 3034562
35533-9 | {"MCG/ML": 1} | MCG/ML | 8859 | 8859 | [9 empty] | 3036132
35534-7 | {"MCG/ML": 3} | MCG/ML | 8859 | 8859 | [9 empty] | 3035820
35535-4 | {"MCG/ML": 2} | MCG/ML | 8859 | 8859 | [9 empty] | 3034247
35537-0 | {"MCG/ML": 2} | MCG/ML | 8859 | 8859 | [9 empty] | 3034875
35538-8 | {"MCG/ML": 1} | MCG/ML | 8859 | 8859 | [9 empty] | 3037035
35542-0 | {"MCG/ML": 1} | MCG/ML | 8859 | 8859 | [9 empty] | 3035513
35544-6 | {"MCG/ML": 2} | MCG/ML | 8859 | 8859 | [9 empty] | 3037032
35546-1 | {"MCG/ML": 2} | MCG/ML | 8859 | 8859 | [9 empty] | 3036997
35547-9 | {"MCG/ML": 5} | MCG/ML | 8859 | 8859 | [9 empty] | 3034909
35551-1 | {"MCG/ML": 25} | MCG/ML | 8859 | 8859 | [9 empty] | 3036146
35554-5 | {"MCG/ML": 7} | MCG/ML | 8859 | 8859 | [9 empty] | 3036726
35559-4 | {"G/DL": 589} | G/DL | 8713 | 8713 | [9 empty] | 3035797
35565-1 | {} | [12 empty] | 3036139
3559-2 | {"NG/ML": 17} | NG/ML | 8842 | 8842 | [9 empty] | 3007288
35642-8 | {} | [12 empty] | 3034898
35644-4 | {"UG/G CRT": 428, "MCG/G CREAT": 4} | UG/G CRT | 9014 | 9014 | [9 empty] | 3036105
35651-9 | {"%": 104} | % | 8554 | 8554 | [9 empty] | 3034891
35654-3 | {"MG/24 HR/KG": 122} | MG/24 HR/KG | 0 | [10 empty] | 3036094
35655-0 | {"UMOL/L": 47} | UMOL/L | 8749 | 8749 | [9 empty] | 3035803
35656-8 | {"UMOL/L": 11} | UMOL/L | 8749 | 8749 | [9 empty] | 3033951
35661-8 | {} | [12 empty] | 3036431
35663-4 | {"MG/DL": 66985, "ML": 7054} | MG/DL | 8840 | 8840 | UAP_cat | [5 empty] | 1 |  | UAP | 3035511
35668-3 | {"MCG/ML": 848, "UG/ML": 314} | MCG/ML | 8859 | 8859 | [9 empty] | 3035510
35669-1 | {"MCG/ML": 1500, "UG/ML": 289, "MG/L": 30} | MCG/ML | 8859 | 8751 | [9 empty] | 3036152
35670-9 | {"MCG/ML": 703, "UG/ML": 179, "\u039cG/ML": 1} | MCG/ML | 8859 | 8859 | [9 empty] | 3035509
35698-0 | {"MCG/ML": 1} | MCG/ML | 8859 | 8859 | [9 empty] | 3037006
35702-0 | {} | [12 empty] | 3034883
35704-6 | {"U/L": 224} | U/L | 8645 | 8645 | [9 empty] | 3036428
35707-9 | {"%": 267} | % | 8554 | 8554 | [9 empty] | 3034550
35732-7 | {} | [12 empty] | 3034282
35733-5 | {} | [12 empty] | 3036147
35738-4 | {} | [12 empty] | 3035828
35741-8 | {"NG/ML": 33} | NG/ML | 8842 | 8842 | [9 empty] | 3034548
3579-0 | {"NG/ML": 13} | NG/ML | 8842 | 8842 | [9 empty] | 3013265
35802-8 | {} | [12 empty] | 3037064
3582-4 | {"NG/ML": 3} | NG/ML | 8842 | 8842 | [9 empty] | 3026903
35863-0 | {} | [12 empty] | 3036155
3607-9 | {"MCG/ML": 117} | MCG/ML | 8859 | 8859 | [9 empty] | 3019115
3616-0 | {"UG/ML": 29, "MG/L": 1} | UG/ML | 8859 | 8751 | [9 empty] | 3036509
3636-8 | {} | [12 empty] | 3004686
3637-6 | {"NG/ML": 63, "PG/ML": 14} | NG/ML | 8842 | 8845 | [9 empty] | 3007785
3638-4 | {"UG/ML": 20, "MCG/ML": 1} | UG/ML | 8859 | 8859 | [9 empty] | 3006689
3644-2 | {"NG/ML": 13} | NG/ML | 8842 | 8842 | [9 empty] | 3006263
3654-1 | {} | [12 empty] | 3026913
3659-0 | {"NG/ML": 1} | NG/ML | 8842 | 8842 | [9 empty] | 3015585
3660-8 | {} | [12 empty] | 3027843
3663-2 | {"MCG/ML": 70, "UG/ML": 26} | MCG/ML | 8859 | 8859 | [9 empty] | 3009917
3665-7 | {"MCG/ML": 643, "UG/ML": 221} | MCG/ML | 8859 | 8859 | [9 empty] | 3016254
3669-9 | {"NG/ML": 9} | NG/ML | 8842 | 8842 | [9 empty] | 3000415
3675-6 | {"NG/ML": 1} | NG/ML | 8842 | 8842 | [9 empty] | 3004503
3676-4 | {} | [12 empty] | 3003404
3677-2 | {"NG/ML": 1} | NG/ML | 8842 | 8842 | [9 empty] | 3002242
3680-6 | {"NG/ML": 55, "MCG/L": 2} | NG/ML | 8842 | 8842 | [9 empty] | 3020400
3681-4 | {"NG/ML": 5211} | NG/ML | 8842 | 8842 | [9 empty] | 3005479
3683-0 | {"NG/ML": 22} | NG/ML | 8842 | 8842 | [9 empty] | 3003280
3684-8 | {"NG/ML": 15} | NG/ML | 8842 | 8842 | [9 empty] | 3002170
3690-5 | {"NG/ML": 27, "MCG/L": 4} | NG/ML | 8842 | 8842 | [9 empty] | 3001818
36903-3 | {} | [12 empty] | 3035800
36904-1 | {} | [12 empty] | 3035779
36908-2 | {} | [12 empty] | 3036449
36913-2 | {} | [12 empty] | 3035795
36916-5 | {"MG/L": 8029, "MG/DL": 3754} | MG/L | 8751 | 8840 | [9 empty] | 3034860
36922-3 | {} | [12 empty] | 3037060
36923-1 | {"COPIES/ML": 7} | COPIES/ML | 8799 | 8799 | [9 empty] | 3037329
3697-0 | {"MCG/ML": 31} | MCG/ML | 8859 | 8859 | [9 empty] | 3011941
3714-3 | {"UG/ML": 319} | UG/ML | 8859 | 8859 | [9 empty] | 3004944
3719-2 | {"MEQ/L": 273} | MEQ/L | 9557 | 9557 | [9 empty] | 3025696
3724-2 | {"NG/ML": 16, "MG/L": 2} | NG/ML | 8842 | 8842 | [9 empty] | 3021463
3725-9 | {"NG/ML": 2391} | NG/ML | 8842 | 8842 | [9 empty] | 3026363
3735-8 | {"NG/ML": 10} | NG/ML | 8842 | 8842 | [9 empty] | 3010227
3746-5 | {"NG/ML": 405} | NG/ML | 8842 | 8842 | [9 empty] | 3019509
3747-3 | {"NG/ML": 8, "MCG/ML": 1} | NG/ML | 8842 | 8842 | [9 empty] | 3004574
3755-6 | {"NG/ML": 10} | NG/ML | 8842 | 8842 | [9 empty] | 3002730
3772-1 | {"NG/ML": 13, "MCG/L": 1} | NG/ML | 8842 | 8842 | [9 empty] | 3035055
3773-9 | {"NG/ML": 8926, "MABS": 9} | NG/ML | 8842 | 8842 | [9 empty] | 3036180
3774-7 | {"NG/ML": 354} | NG/ML | 8842 | 8842 | [9 empty] | 3009337
3776-2 | {"NG/ML": 1} | NG/ML | 8842 | 8842 | [9 empty] | 3018110
3777-0 | {"NG/ML": 16} | NG/ML | 8842 | 8842 | [9 empty] | 3008524
3778-8 | {"NG/ML": 4} | NG/ML | 8842 | 8842 | [9 empty] | 3014585
3779-6 | {"NG/ML": 3} | NG/ML | 8842 | 8842 | [9 empty] | 3014814
3780-4 | {"NG/ML": 731} | NG/ML | 8842 | 8842 | [9 empty] | 3023083
3786-1 | {"NG/ML": 213} | NG/ML | 8842 | 8842 | [9 empty] | 3008776
3809-1 | {} | [12 empty] | 3018965
38160-8 | {"MCG/G CREAT": 29} | MCG/G CREAT | 9014 | 9014 | [9 empty] | 3035821
38161-6 | {"MCG/G CREAT": 29} | MCG/G CREAT | 9014 | 9014 | [9 empty] | 3035489
38163-2 | {"MCG/G CREAT": 29} | MCG/G CREAT | 9014 | 9014 | [9 empty] | 3035213
38164-0 | {"MCG/G CREAT": 29} | MCG/G CREAT | 9014 | 9014 | [9 empty] | 3035512
38166-5 | {"IV": 363, "INDEX": 13} | IV | 0 | [10 empty] | 3035505
38169-9 | {"MG/24 HR": 1} | MG/24 HR | 8909 | 8909 | [9 empty] | 3037010
38173-1 | {"LI": 479} | LI | 8519 | 8519 | [9 empty] | 3033987
38175-6 | {"UMOL/MOL CRT": 60} | UMOL/MOL CRT | 9675 | 9675 | [9 empty] | 3037350
38176-4 | {"MG/L": 104} | MG/L | 8751 | 8751 | [9 empty] | 3034597
38177-2 | {"MG/24 HR": 1} | MG/24 HR | 8909 | 8909 | [9 empty] | 3036727
38178-0 | {"MG/L": 98} | MG/L | 8751 | 8751 | [9 empty] | 3037043
38180-6 | {"LOG IU/ML": 8095, "LOG10 IU/ML": 937, "LOGIU/ML": 46, "LOG10COPY/ML": 2, "LOG10IU/ML": 1} | LOG IU/ML | 9084 | 8873 | [9 empty] | 3034868
3819-0 | {"UG/ML": 1} | UG/ML | 8859 | 8859 | [9 empty] | 3004637
38191-3 | {"%": 85} | % | 8554 | 8554 | [9 empty] | 3036722
38196-2 | {} | [12 empty] | 3034865
3821-6 | {"NG/ML": 8} | NG/ML | 8842 | 8842 | [9 empty] | 3010087
38252-3 | {"%": 759} | % | 8554 | 8554 | [9 empty] | 3034896
38253-1 | {} | [12 empty] | 3034259
38256-4 | {"X1000/MCL": 140, "THOUSAND/MICROLITER": 89} | X1000/MCL | 8848 | 8848 | [9 empty] | 3034578
3827-3 | {"NG/ML": 22} | NG/ML | 8842 | 8842 | [9 empty] | 3002793
3829-9 | {"NG/ML": 1422} | NG/ML | 8842 | 8842 | [9 empty] | 3000648
3830-7 | {"NG/ML": 107} | NG/ML | 8842 | 8842 | [9 empty] | 3021043
3831-5 | {"NG/ML": 5013} | NG/ML | 8842 | 8842 | [9 empty] | 3005167
38347-1 | {} | [12 empty] | 3049944
38348-9 | {} | [12 empty] | 3052811
38349-7 | {"COPIES/ML": 1} | COPIES/ML | 8799 | 8799 | [9 empty] | 3047596
38350-5 | {"LOG10COPY/ML": 1, "LOG CPS/ML": 1} | LOG10COPY/ML | 8873 | 8873 | [9 empty] | 3049314
38355-4 | {"NMOLES/HR/ML": 2} | NMOLES/HR/ML | 44777631 | 44777631 | [9 empty] | 3053053
38363-8 | {"MCG/ML": 3498} | MCG/ML | 8859 | 8859 | [9 empty] | 3051467
38368-7 | {"MCG/ML": 7} | MCG/ML | 8859 | 8859 | [9 empty] | 3047367
38369-5 | {"AU/ML": 28} | AU/ML | 8763 | 8763 | [9 empty] | 3047813
38370-3 | {"MCG/ML": 4607, "UG/ML": 829} | MCG/ML | 8859 | 8859 | [9 empty] | 3050218
38373-7 | {"NG/ML": 669} | NG/ML | 8842 | 8842 | [9 empty] | 3052141
38379-4 | {} | [12 empty] | 3048086
38380-2 | {} | [12 empty] | 3049576
38382-8 | {} | [12 empty] | 3048627
38388-5 | {"MG/DL": 1759} | MG/DL | 8840 | 8840 | [9 empty] | 3049668
38404-0 | {} | [12 empty] | 3050252
38415-6 | {} | [12 empty] | 3047756
38420-6 | {"UNITS": 51} | UNITS | 8510 | 8510 | [9 empty] | 3050254
38445-3 | {"UG/G": 4049, "MCG/G": 2488} | UG/G | 8720 | 8720 | [9 empty] | 3048689
38459-4 | {"/HPF": 3486} | /HPF | 8786 | 8786 | [9 empty] | 3051205
38476-8 | {"NG/ML": 1142} | NG/ML | 8842 | 8842 | [9 empty] | 3047826
38483-4 | {"MG/DL": 79895} | MG/DL | 8840 | 8840 | CREATININE |  | 113.12 | 0.1 | 20 |  |  | 1 | serum_creatinine | 3051825
38494-1 | {"PG/ML": 1430, "NMOL/L": 259} | PG/ML | 8845 | 8736 | [9 empty] | 3052796
38496-6 | {"MG/L": 5349} | MG/L | 8751 | 8751 | [9 empty] | 3051447
38505-4 | {} | [12 empty] | 3047500
38517-9 | {"SECONDS": 7} | SECONDS | 8555 | 8555 | [9 empty] | 3048341
38518-7 | {"%": 24880} | % | 8554 | 8554 | [9 empty] | 3050479
3853-9 | {"NG/ML": 6341} | NG/ML | 8842 | 8842 | [9 empty] | 3009178
38530-2 | {} | [12 empty] | 3048642
38531-0 | {} | [12 empty] | 3049254
3854-7 | {"NG/ML": 3231} | NG/ML | 8842 | 8842 | [9 empty] | 3014404
38542-7 | {"NG/ML": 271, "MCG/ML": 1} | NG/ML | 8842 | 8842 | [9 empty] | 3052807
38550-0 | {} | [12 empty] | 3052805
3861-2 | {} | [12 empty] | 3008579
3862-0 | {"NG/ML": 3} | NG/ML | 8842 | 8842 | [9 empty] | 3016434
3868-7 | {"NG/ML": 13} | NG/ML | 8842 | 8842 | [9 empty] | 3027428
3869-5 | {"NG/ML": 8, "MCG/ML": 1} | NG/ML | 8842 | 8842 | [9 empty] | 3023917
3871-1 | {} | [12 empty] | 3004709
3872-9 | {"NG/ML": 111, "MCG/L": 13} | NG/ML | 8842 | 8748 | [9 empty] | 3007857
3875-2 | {"NG/ML": 9} | NG/ML | 8842 | 8842 | [9 empty] | 3024828
3878-6 | {} | [12 empty] | 3012479
3879-4 | {"NG/ML": 10579, "MABS": 9} | NG/ML | 8842 | 8842 | [9 empty] | 3027008
3882-8 | {"MCG/ML": 232} | MCG/ML | 8859 | 8859 | [9 empty] | 3026012
3886-9 | {"NG/ML": 1} | NG/ML | 8842 | 8842 | [9 empty] | 3013580
3887-7 | {"NG/ML": 2898} | NG/ML | 8842 | 8842 | [9 empty] | 3011302
38901-5 | {"NG/ML": 9, "UG/ML": 7} | NG/ML | 8842 | 8842 | [9 empty] | 3040349
38908-0 | {} | [12 empty] | 3039293
38910-6 | {} | [12 empty] | 3041899
38917-1 | {} | [12 empty] | 3042194
3893-5 | {"NG/ML": 28} | NG/ML | 8842 | 8842 | [9 empty] | 3010166
38997-3 | {"IV": 363, "INDEX": 13} | IV | 0 | [10 empty] | 3040571
39000-5 | {"NMOL/ML": 22, "UMOL/L": 11} | NMOL/ML | 8843 | 8843 | [9 empty] | 3041597
39001-3 | {"NMOL/ML": 22} | NMOL/ML | 8843 | 8843 | [9 empty] | 3041194
39002-1 | {"NMOL/ML": 22} | NMOL/ML | 8843 | 8843 | [9 empty] | 3040650
39010-4 | {"NMOL/ML": 22, "UMOL/L": 10} | NMOL/ML | 8843 | 8843 | [9 empty] | 3041457
39014-6 | {"NMOL/ML": 22} | NMOL/ML | 8843 | 8843 | [9 empty] | 3041014
39017-9 | {} | [12 empty] | 3040373
39087-2 | {"TITER": 36} | TITER | 8525 | 8525 | [9 empty] | 3042599
39111-0 | {} | [12 empty] | 3040950
39156-5 | {} | [12 empty] | 3038553
3924-8 | {"UG/ML": 57, "NG/ML": 2} | UG/ML | 8859 | 8859 | [9 empty] | 3020545
3925-5 | {} | [12 empty] | 3009189
3926-3 | {"NG/ML": 404} | NG/ML | 8842 | 8842 | [9 empty] | 3014410
3934-7 | {} | [12 empty] | 3016496
3935-4 | {"MCG/L": 1} | MCG/L | 8748 | 8748 | [9 empty] | 3017042
39354-6 | {"% INHIBITION": 3} | % INHIBITION | 8738 | 8738 | [9 empty] | 3040648
3936-2 | {"NG/ML": 14779} | NG/ML | 8842 | 8842 | [9 empty] | 3017509
3937-0 | {"NG/ML": 165} | NG/ML | 8842 | 8842 | [9 empty] | 3004037
3948-7 | {"MCG/ML": 1525, "UG/ML": 539, "MG/L": 242, "NG/ML": 2} | MCG/ML | 8859 | 8751 | [9 empty] | 3025411
3949-5 | {} | [12 empty] | 3025958
3950-3 | {"NG/ML": 493} | NG/ML | 8842 | 8842 | [9 empty] | 3007487
39528-5 | {} | [12 empty] | 3041623
39534-3 | {} | [12 empty] | 3040767
39575-6 | {} | [12 empty] | 3041483
39610-1 | {"UG/ML": 2, "MCG/ML": 2} | UG/ML | 8859 | 8859 | [9 empty] | 3041861
39618-4 | {"UG/ML": 3, "MCG/ML": 1} | UG/ML | 8859 | 8859 | [9 empty] | 3041025
3968-5 | {"MCG/ML": 2039, "UG/ML": 1239, "MG/L": 436} | MCG/ML | 8859 | 8751 | [9 empty] | 3022616
3969-3 | {"MCG/ML": 4659, "UG/ML": 1265, "MG/L": 376, "\u039cG/ML": 1} | MCG/ML | 8859 | 8751 | [9 empty] | 3005893
3972-7 | {"MCG/ML": 628} | MCG/ML | 8859 | 8859 | [9 empty] | 3018979
39775-2 | {"UMOL/MOL HEME": 1} | UMOL/MOL HEME | 44777657 | 44777657 | [9 empty] | 3038578
3978-4 | {"UG/ML": 77, "MG/L": 44, "MCG/ML": 2} | UG/ML | 8859 | 8751 | [9 empty] | 3002248
39803-2 | {"UG/ML": 958, "MCG/ML": 102} | UG/ML | 8859 | 8859 | [9 empty] | 3042299
39804-0 | {"NG/ML": 30} | NG/ML | 8842 | 8842 | [9 empty] | 3041450
3999-0 | {"NG/ML": 10} | NG/ML | 8842 | 8842 | [9 empty] | 3016849
4021-2 | {"MCG/ML": 71} | MCG/ML | 8859 | 8859 | [9 empty] | 3019635
4024-6 | {"MG/DL": 16051, "MG/L": 63, "UG/ML": 47} | MG/DL | 8840 | 8859 | [9 empty] | 3000787
4028-7 | {"UG/ML": 2, "NG/ML": 1} | UG/ML | 8859 | 8859 | [9 empty] | 3033685
4029-5 | {} | [12 empty] | 3034532
40381-6 | {"NG/ML": 266} | NG/ML | 8842 | 8842 | [9 empty] | 3039550
40419-4 | {} | [12 empty] | 3044552
40425-1 | {} | [12 empty] | 3041162
40444-2 | {} | [12 empty] | 3038822
40465-7 | {"NG/ML": 272} | NG/ML | 8842 | 8842 | [9 empty] | 3041427
40466-5 | {} | [12 empty] | 3041612
40469-9 | {} | [12 empty] | 3039503
40481-4 | {"NG/ML": 8} | NG/ML | 8842 | 8842 | [9 empty] | 3041060
40484-8 | {"/LPF": 7437} | /LPF | 8765 | 8765 | [9 empty] | 3042476
40485-5 | {"/LPF": 268} | /LPF | 8765 | 8765 | [9 empty] | 3042149
4049-3 | {"MCG/ML": 246, "UG/ML": 45, "MG/L": 24} | MCG/ML | 8859 | 8751 | [9 empty] | 3016072
40491-3 | {"%": 161} | % | 8554 | 8554 | [9 empty] | 3040949
4057-6 | {"MCG/ML": 51, "UG/ML": 6} | MCG/ML | 8859 | 8859 | [9 empty] | 3004090
40583-7 | {"MCG/L": 11} | MCG/L | 8748 | 8748 | [9 empty] | 3040913
40585-2 | {} | [12 empty] | 3043937
4059-2 | {"MCG/ML": 206, "UG/ML": 28} | MCG/ML | 8859 | 8859 | [9 empty] | 3006638
40595-1 | {"G UNITS": 181} | G UNITS | 8504 | 8504 | [9 empty] | 3038677
40596-9 | {"M UNITS": 25} | M UNITS | 9689 | 9689 | [9 empty] | 3038244
4061-8 | {"UG/ML": 111, "NG/ML": 105, "MCG/ML": 56} | UG/ML | 8859 | 8859 | [9 empty] | 3017621
40612-4 | {} | [12 empty] | 3039288
40620-7 | {"MM HG": 3} | MM HG | 8876 | 8876 | [9 empty] | 3042462
40622-3 | {"NG/ML": 1} | NG/ML | 8842 | 8842 | [9 empty] | 3042038
40626-4 | {"NG/ML": 162} | NG/ML | 8842 | 8842 | [9 empty] | 3040671
40661-1 | {"MG/DL": 412} | MG/DL | 8840 | 8840 | [9 empty] | 3039818
40665-2 | {"%": 2266} | % | 8554 | 8554 | [9 empty] | 3041154
40673-6 | {"IU/L": 100, "%": 45} | IU/L | 8923 | 8554 | [9 empty] | 3038369
40678-5 | {"AU/ML": 179} | AU/ML | 8763 | 8763 | [9 empty] | 3038943
40679-3 | {} | [12 empty] | 3040742
40693-4 | {} | [12 empty] | 3042456
40699-1 | {} | [12 empty] | 3042631
40703-1 | {} | [12 empty] | 3039568
40704-9 | {} | [12 empty] | 3042644
40719-7 | {"G/DL": 4978} | G/DL | 8713 | 8713 | HGB |  |  | 3 | 23 |  |  |  |  | 3041041
40723-9 | {"RELATIVE OD": 634, "OD": 98} | RELATIVE OD | 8589 | 8589 | [9 empty] | 3040391
40726-2 | {"S/CO RATIO": 11} | S/CO RATIO | 8779 | 8779 | [9 empty] | 3041870
40727-0 | {} | [12 empty] | 3038726
4073-3 | {} | [12 empty] | 3025478
40733-8 | {} | [12 empty] | 3039234
40741-1 | {} | [12 empty] | 3038256
40797-3 | {"%": 36} | % | 8554 | 8554 | [9 empty] | 3042479
40799-9 | {"NG/ML": 106} | NG/ML | 8842 | 8842 | [9 empty] | 3042475
40801-3 | {"NG/ML": 105} | NG/ML | 8842 | 8842 | [9 empty] | 3039261
40802-1 | {"NG/ML": 105} | NG/ML | 8842 | 8842 | [9 empty] | 3042303
40806-2 | {"NG/ML": 105} | NG/ML | 8842 | 8842 | [9 empty] | 3040356
40808-8 | {"NG/ML": 104} | NG/ML | 8842 | 8842 | [9 empty] | 3041894
40824-5 | {"UNITS/ML": 26, "U/ML": 16, "BEU": 4, "NO PREFERRED UNIT": 1} | UNITS/ML | 8763 | 8763 | [9 empty] | 3042349
40834-4 | {"TITER": 2} | TITER | 8525 | 8525 | [9 empty] | 3038417
40839-3 | {"NG/ML": 1} | NG/ML | 8842 | 8842 | [9 empty] | 3042448
40852-6 | {"UNITS": 5} | UNITS | 8510 | 8510 | [9 empty] | 3041153
4086-5 | {"UG/ML": 5737, "MG/L": 713, "MCG/ML": 36} | UG/ML | 8859 | 8751 | [9 empty] | 3016201
40864-1 | {"MCG/L": 1} | MCG/L | 8748 | 8748 | [9 empty] | 3044216
40869-0 | {"RATIO": 27, "UMOL/L": 1} | RATIO | 8523 | 8523 | [9 empty] | 3038974
4087-3 | {"MCG/ML": 2857, "UG/ML": 818, "MG/L": 540, "\u039cG/ML": 2} | MCG/ML | 8859 | 8751 | [9 empty] | 3021600
409-3 | {} | [12 empty] | 3021988
4090-7 | {"MCG/ML": 592, "UG/ML": 35} | MCG/ML | 8859 | 8859 | [9 empty] | 3011461
40905-2 | {"UG/ML": 278} | UG/ML | 8859 | 8859 | [9 empty] | 3038550
40911-0 | {"UG/ML": 270} | UG/ML | 8859 | 8859 | [9 empty] | 3041896
40913-6 | {"UG/ML": 278} | UG/ML | 8859 | 8859 | [9 empty] | 3039571
40915-1 | {"UG/ML": 270} | UG/ML | 8859 | 8859 | [9 empty] | 3041719
4092-3 | {"MCG/ML": 109363, "UG/ML": 18464, "MG/L": 477, "\u039cG/ML": 1} | MCG/ML | 8859 | 8751 | [9 empty] | 3018920
40926-8 | {"UG/ML": 278} | UG/ML | 8859 | 8859 | [9 empty] | 3041754
40963-1 | {"MCG/ML": 7} | MCG/ML | 8859 | 8859 | [9 empty] | 36203990
40964-9 | {"MCG/ML": 7} | MCG/ML | 8859 | 8859 | [9 empty] | 36204016
40965-6 | {"MCG/ML": 7} | MCG/ML | 8859 | 8859 | [9 empty] | 36204022
40966-4 | {"MCG/ML": 7} | MCG/ML | 8859 | 8859 | [9 empty] | 36204029
40967-2 | {"MCG/ML": 7} | MCG/ML | 8859 | 8859 | [9 empty] | 36204178
40968-0 | {"MCG/ML": 7} | MCG/ML | 8859 | 8859 | [9 empty] | 36204278
40969-8 | {"MCG/ML": 7} | MCG/ML | 8859 | 8859 | [9 empty] | 3038232
40970-6 | {} | [12 empty] | 3041761
40973-0 | {"MCG/ML": 7} | MCG/ML | 8859 | 8859 | [9 empty] | 3042065
40974-8 | {"UG/ML": 64, "MCG/ML": 8} | UG/ML | 8859 | 8859 | [9 empty] | 3044549
40978-9 | {} | [12 empty] | 3038522
40979-7 | {} | [12 empty] | 3039848
40982-1 | {"0": 3} | 0 | -1 | -1 | [9 empty] | 3038288
40988-8 | {"0": 2} | 0 | -1 | -1 | [9 empty] | 3044254
40990-4 | {} | [12 empty] | 3040406
40991-2 | {} | [12 empty] | 3040684
40998-7 | {"%": 45} | % | 8554 | 8554 | [9 empty] | 3044544
41009-2 | {} | [12 empty] | 3038546
41010-0 | {} | [12 empty] | 3038297
41013-4 | {} | [12 empty] | 3038402
41038-1 | {"NG/ML": 1} | NG/ML | 8842 | 8842 | [9 empty] | 3041879
41043-1 | {} | [12 empty] | 3041447
41044-9 | {} | [12 empty] | 3040873
41048-0 | {} | [12 empty] | 3042168
41053-0 | {} | [12 empty] | 3041632
41091-0 | {} | [12 empty] | 3040889
41097-7 | {} | [12 empty] | 3043969
41103-3 | {} | [12 empty] | 3041893
41104-1 | {} | [12 empty] | 3041019
41107-4 | {} | [12 empty] | 3041037
41117-3 | {} | [12 empty] | 3039517
41147-0 | {} | [12 empty] | 3041187
41148-8 | {"INDEX": 2} | INDEX | -1 | -1 | [9 empty] | 3041301
41171-0 | {"PG/ML": 1054} | PG/ML | 8845 | 8845 | [9 empty] | 3041449
41172-8 | {"/HPF": 3013} | /HPF | 8786 | 8786 | [9 empty] | 3038271
41215-5 | {"/LPF": 481} | /LPF | 8765 | 8765 | [9 empty] | 3042284
41229-6 | {"MCG/ML": 2} | MCG/ML | 8859 | 8859 | [9 empty] | 3040405
4123-6 | {} | [12 empty] | 3012385
41238-7 | {} | [12 empty] | 3040771
41270-0 | {} | [12 empty] | 3040711
41273-4 | {} | [12 empty] | 3040768
41274-2 | {} | [12 empty] | 3038294
41283-3 | {} | [12 empty] | 3039510
413-5 | {} | [12 empty] | 3016242
41396-3 | {} | [12 empty] | 3032579
41397-1 | {"KU/L": 3} | KU/L | 8810 | 8810 | [9 empty] | 3032113
41399-7 | {"IV": 408, "RATIO": 127} | IV | 0 | 8523 | [9 empty] | 3031119
41406-0 | {"MCG/ML": 704} | MCG/ML | 8859 | 8859 | [9 empty] | 3032812
41429-2 | {} | [12 empty] | 3034951
41458-1 | {} | [12 empty] | 3031852
41476-3 | {} | [12 empty] | 3034379
41477-1 | {} | [12 empty] | 3031508
41479-7 | {"COPIES/ML": 1250, "LOG CPS/ML": 4} | COPIES/ML | 8799 | 8799 | [9 empty] | 3033445
41480-5 | {"COPIES/ML": 401, "CPY/ML": 390, "IU/ML": 3} | COPIES/ML | 8799 | 9257 | [9 empty] | 3034629
41489-6 | {} | [12 empty] | 3032594
41491-2 | {} | [12 empty] | 3032850
41492-0 | {} | [12 empty] | 3033995
41499-5 | {} | [12 empty] | 3033152
41516-6 | {"COPIES/ML": 236, "CP/ML": 5} | COPIES/ML | 8799 | 8799 | [9 empty] | 3031839
41617-2 | {} | [12 empty] | 3032532
41646-1 | {"MMOL/L": 2277} | MMOL/L | 8753 | 8840 | CALCIUM_IONIZED | 2.325 | 40.078 | [6 empty] | 3032271
41650-3 | {"MMOL/L": 74131} | MMOL/L | 8753 | 8753 | CHLORIDE |  | 35.453 | 36 | 150 |  |  | 1 | serum_Cl | 3031248
41651-1 | {"MG/DL": 65525} | MG/DL | 8840 | 8840 | GLUCOSE |  |  | 25 | 1400 |  |  | 1 | serum_glucose | 3031266
41652-9 | {} |  |  | 8840 | GLUCOSE |  |  | 25 | 1400 |  |  | 1 | serum_glucose | 3033408
41653-7 | {} |  |  | 8840 | GLUCOSE |  |  | 25 | 1400 |  |  | 1 | serum_glucose | 3034962
41759-2 | {} | [12 empty] | 3031501
41760-0 | {"PG/ML": 177} | PG/ML | 8845 | 8845 | [9 empty] | 3034621
41852-5 | {} | [12 empty] | 3033740
41853-3 | {} | [12 empty] | 3034305
41858-2 | {"NG/ML": 195} | NG/ML | 8842 | 8842 | [9 empty] | 3032008
41859-0 | {"NG/ML": 419} | NG/ML | 8842 | 8842 | [9 empty] | 3032569
41861-6 | {"/HPF": 1344} | /HPF | 8786 | 8786 | [9 empty] | 3034949
41871-5 | {"PMOL/L": 116, "NMOL/L": 30} | PMOL/L | 8729 | 8736 | [9 empty] | 3031103
41874-9 | {"KU/L": 769} | KU/L | 8810 | 8810 | [9 empty] | 3034683
41992-9 | {"MCG/L": 1, "MCG/SPEC": 1} | MCG/L | 8748 | 9657 | [9 empty] | 3031400
42003-4 | {} | [12 empty] | 3033749
42176-8 | {"PG/ML": 3846} | PG/ML | 8845 | 8845 | [9 empty] | 3034360
42181-8 | {} | [12 empty] | 3037919
42188-3 | {"/UL": 465} | /UL | 8647 | 8647 | [9 empty] | 3032842
42189-1 | {"%": 466} | % | 8554 | 8554 | [9 empty] | 3031121
42192-5 | {} | [12 empty] | 3029127
42201-4 | {"EU": 30} | EU | 8480 | 8480 | [9 empty] | 3031673
42216-2 | {} | [12 empty] | 3028850
42233-7 | {"PMOL/L": 113, "NMOL/L": 51} | PMOL/L | 8729 | 8736 | [9 empty] | 3035283
42242-8 | {"%": 2} | % | 8554 | 8554 | [9 empty] | 3037638
42244-4 | {"%": 44} | % | 8554 | 8554 | [9 empty] | 3031973
42245-1 | {"%": 44} | % | 8554 | 8554 | [9 empty] | 3037653
42246-9 | {"%": 44} | % | 8554 | 8554 | [9 empty] | 3029071
42248-5 | {"%": 1281} | % | 8554 | 8554 | [9 empty] | 3031412
42250-1 | {"%": 80360} | % | 8554 | 8554 | Lymphocytes_per | [8 empty] | 3031368
42254-3 | {} | [12 empty] | 3029103
42315-2 | {} | [12 empty] | 3029139
42317-8 | {} | [12 empty] | 3032861
42318-6 | {} | [12 empty] | 3032311
42329-3 | {"INDEX": 15} | INDEX | -1 | -1 | [9 empty] | 3037988
42330-1 | {"INDEX": 21} | INDEX | -1 | -1 | [9 empty] | 3037670
42332-7 | {"%": 1314} | % | 8554 | 8554 | [9 empty] | 3031987
42337-6 | {"IV": 2749} | IV | 0 | [10 empty] | 3028799
42338-4 | {"IV": 2750} | IV | 0 | [10 empty] | 3031952
42339-2 | {"PG/ML": 4} | PG/ML | 8845 | 8845 | [9 empty] | 3031067
42349-1 | {} | [12 empty] | 3031655
42355-8 | {"MCG/ML": 21} | MCG/ML | 8859 | 8859 | [9 empty] | 3037971
42358-2 | {} | [12 empty] | 3031806
42479-6 | {} | [12 empty] | 3031279
42481-2 | {} | [12 empty] | 3032545
42482-0 | {"MG/24 HRS": 529, "MG/24 HR": 330, "MG/24 H": 23} | MG/24 HRS | 8909 | 8909 | [9 empty] | 3034655
42483-8 | {"%": 963} | % | 8554 | 8554 | [9 empty] | 3037672
42484-6 | {"%": 988} | % | 8554 | 8554 | [9 empty] | 3031114
42491-1 | {"NG/ML": 419} | NG/ML | 8842 | 8842 | [9 empty] | 3034667
42492-9 | {} | [12 empty] | 3031353
42531-4 | {"X10E6/ML": 2} | X10E6/ML | 8816 | 8816 | [9 empty] | 3029083
42576-9 | {"NG/ML": 1} | NG/ML | 8842 | 8842 | [9 empty] | 3031833
42587-6 | {"IU/ML": 981} | IU/ML | 8985 | 8985 | [9 empty] | 3032264
42589-2 | {} | [12 empty] | 3037610
42593-4 | {} |  |  | 8840 | CALCIUM | 2.325 | 40.078 | 1 | 30 |  |  | 1 | serum_Ca | 3034988
42595-9 | {"IU/ML": 4467} | IU/ML | 8985 | 8985 | [9 empty] | 3032567
42606-4 | {} | [12 empty] | 3031066
42607-2 | {"NG/ML": 40} | NG/ML | 8842 | 8842 | [9 empty] | 3034933
42662-7 | {"NG/ML": 417} | NG/ML | 8842 | 8842 | [9 empty] | 3031951
42668-4 | {} | [12 empty] | 3034036
42673-4 | {"RATIO": 2} | RATIO | 8523 | 8523 | CHPD_UR_24H | [8 empty] | 3031809
42675-9 | {} | [12 empty] | 3034614
42676-7 | {"ML": 477} | ML | 8587 | 8587 | [9 empty] | 3033761
42678-3 | {"RATIO": 2} | RATIO | 8523 | 8523 | [9 empty] | 3033397
42714-6 | {} | [12 empty] | 3034974
42726-0 | {"U/ML": 1} | U/ML | 8763 | 8763 | [9 empty] | 3029085
42757-5 | {"NG/ML": 70712} | NG/ML | 8842 | 8842 | TROPONIN_I |  |  |  | 48 |  |  | 1 | serum_tropI | 3033745
42758-3 | {"%": 21242} | % | 8554 | 8554 | [9 empty] | 3037637
42765-8 | {} | [12 empty] | 3031835
42768-2 | {} | [12 empty] | 3031537
42771-6 | {} | [12 empty] | 3035282
42772-4 | {"MG/DL": 18} | MG/DL | 8840 | 8840 | [9 empty] | 3037950
42784-9 | {} | [12 empty] | 3032002
428-3 | {"MCG/ML": 1} | MCG/ML | 8859 | 8859 | [9 empty] | 3036339
42803-7 | {} | [12 empty] | 3031246
42804-5 | {} | [12 empty] | 3033396
42810-2 | {"PG": 5496} | PG | 8564 | 8564 | [9 empty] | 3029080
42893-8 | {"MCG/ML": 66} | MCG/ML | 8859 | 8859 | [9 empty] | 3033714
42908-4 | {} |  |  | 8554 | HCT | [6 empty] | 1 | HCT | 3028813
42914-2 | {"NG/ML": 1} | NG/ML | 8842 | 8842 | [9 empty] | 3031549
42921-7 | {} | [12 empty] | 3037636
42924-1 | {"UG/ML(G)": 539, "MCG/ML": 150, "UG/ML (G)": 5} | UG/ML(G) | 8859 | 8859 | [9 empty] | 3034356
42931-6 | {} | [12 empty] | 3031356
42937-3 | {"%": 381} | % | 8554 | 8554 | [9 empty] | 3032560
42938-1 | {} | [12 empty] | 3028818
42985-2 | {"UG/ML": 2, "MCG/ML": 2} | UG/ML | 8859 | 8859 | [9 empty] | 3037932
42986-0 | {"UG/ML": 2, "MCG/ML": 2} | UG/ML | 8859 | 8859 | [9 empty] | 3031358
43102-3 | {} | [12 empty] | 3032813
43103-1 | {} | [12 empty] | 3032835
43172-6 | {} | [12 empty] | 3042934
43180-9 | {} | [12 empty] | 3045041
43181-7 | {"MCG/L": 1} | MCG/L | 8748 | 8748 | [9 empty] | 3045267
43182-5 | {"AI": 1395, "UNITS": 412, "INDEX": 1} | AI | 8478 | 8478 | [9 empty] | 3045792
43187-4 | {"SI": 1} | SI | 0 | [10 empty] | 3045054
43188-2 | {"TITER": 63} | TITER | 8525 | 8525 | [9 empty] | 3047082
43190-8 | {"TITER": 14} | TITER | 8525 | 8525 | [9 empty] | 3047253
43200-5 | {"NG/ML": 2} | NG/ML | 8842 | 8842 | [9 empty] | 3044069
43201-3 | {"LOG CPY/ML": 6037, "LOG CPS/ML": 1061, "LOG IU/ML": 382, "LOG10COPY/ML": 293, "LOG10 IU/ML": 2} | LOG CPY/ML | 8873 | 8873 | [9 empty] | 3046422
43208-8 | {} | [12 empty] | 3042974
43225-2 | {"U": 59, "OD": 3} | U | 8510 | 8510 | [9 empty] | 3043467
43226-0 | {} | [12 empty] | 3045540
43227-8 | {} | [12 empty] | 3046787
43228-6 | {} | [12 empty] | 3044363
43229-4 | {} | [12 empty] | 3044462
43230-2 | {"NG/ML": 1555} | NG/ML | 8842 | 8842 | [9 empty] | 3043178
43231-0 | {"U": 102} | U | 8510 | 8510 | [9 empty] | 3046175
43237-7 | {"PG/ML": 14} | PG/ML | 8845 | 8845 | [9 empty] | 3044404
43240-1 | {"TITER": 89, "%": 7} | TITER | 8525 | 8525 | [9 empty] | 3046693
43241-9 | {"TITER": 32, "%": 7} | TITER | 8525 | 8525 | [9 empty] | 3043325
43243-5 | {"NMOL/ML": 22} | NMOL/ML | 8843 | 8843 | [9 empty] | 3044072
43247-6 | {"MCG/G CREAT": 4} | MCG/G CREAT | 9014 | 9014 | [9 empty] | 3042910
43248-4 | {"UG/G": 8} | UG/G | 8720 | 8720 | [9 empty] | 3043826
43279-9 | {"IU/ML": 531} | IU/ML | 8985 | 8985 | [9 empty] | 3044784
43291-4 | {} | [12 empty] | 3044076
43292-2 | {"%": 15} | % | 8554 | 8554 | [9 empty] | 3043468
43302-9 | {} | [12 empty] | 3044767
43304-5 | {} | [12 empty] | 3043310
43305-2 | {} | [12 empty] | 3045028
43311-0 | {"U/ML": 51} | U/ML | 8763 | 8763 | [9 empty] | 3044180
43312-8 | {"U/ML": 51} | U/ML | 8763 | 8763 | [9 empty] | 3043546
43370-6 | {} | [12 empty] | 3047055
43371-4 | {} | [12 empty] | 3042645
43375-5 | {} | [12 empty] | 3966662
43392-0 | {"MG/DL": 5} | MG/DL | 8840 | 8840 | [9 empty] | 1175959
43393-8 | {"MG/DL": 9, "%": 1} | MG/DL | 8840 | 8840 | [9 empty] | 1175898
43396-1 | {"MG/DL (CALC)": 292644, "MG/DL(CALC)": 136772, "MG/DL": 65533, "NMOL/L": 3} | MG/DL (CALC) | 9028 | 8736 | [9 empty] | 3044491
43397-9 | {"SEC": 127} | SEC | 8555 | 8555 | [9 empty] | 46235126
43399-5 | {"% MUTATION": 76} | % MUTATION | 8554 | 8554 | [9 empty] | 3046498
43403-5 | {} | [12 empty] | 3042761
43409-2 | {} | [12 empty] | 3042936
43413-4 | {} | [12 empty] | 3045870
43423-3 | {"RATIO": 2} | RATIO | 8523 | 8554 | SODIUM_U_24HR |  | 22.9898 | [6 empty] | 3046391
43441-5 | {} | [12 empty] | 3045360
43583-4 | {"NMOL/L": 916, "MG/DL": 598} | NMOL/L | 8736 | 8840 | [9 empty] | 3046664
43597-4 | {} | [12 empty] | 3047043
43638-6 | {} | [12 empty] | 3046426
43690-7 | {"%": 1} | % | 8554 | 8554 | [9 empty] | 3043557
43701-2 | {} | [12 empty] | 3046846
43727-7 | {"NMOL/L": 346} | NMOL/L | 8736 | 8736 | [9 empty] | 3046549
43728-5 | {"NMOL/L": 38} | NMOL/L | 8736 | 8736 | [9 empty] | 3046528
43729-3 | {"NMOL/L": 259, "UMOL/L": 38} | NMOL/L | 8736 | 8749 | [9 empty] | 3046076
43730-1 | {"IU/ML": 6104, "LOG CPS/ML": 1} | IU/ML | 8985 | 8985 | [9 empty] | 3043849
43734-3 | {"SEC": 339} | SEC | 8555 | 8555 | [9 empty] | 3045961
43751-7 | {"MCG/ML": 25} | MCG/ML | 8859 | 8859 | [9 empty] | 3042926
43811-9 | {} | [12 empty] | 3045043
43828-3 | {} | [12 empty] | 3045942
43854-9 | {} | [12 empty] | 3046051
43993-5 | {"YR": 3118, "YEARS": 1867} | YR | 9448 | 9448 | [9 empty] | 3045859
43994-3 | {} | [12 empty] | 3047352
43995-0 | {} | [12 empty] | 3043238
44014-9 | {} | [12 empty] | 3046818
44079-2 | {} | [12 empty] | 3044984
44081-8 | {} | [12 empty] | 3046927
44099-0 | {"INDEX": 12} | INDEX | -1 | -1 | [9 empty] | 3046760
4428-9 | {} | [12 empty] | 3017279
44288-9 | {"MG/GCR": 293, "MG/G": 102} | MG/GCR | 9017 | 8723 | [9 empty] | 3043562
44306-9 | {"MG/G CREAT": 6} | MG/G CREAT | 9017 | 9017 | [9 empty] | 3043580
44316-8 | {} | [12 empty] | 3044079
44330-9 | {} | [12 empty] | 3043615
44336-6 | {"MG/G CREAT": 7} | MG/G CREAT | 9017 | 9017 | [9 empty] | 3045913
44340-8 | {"MCG/G CR": 9} | MCG/G CR | 9014 | 9014 | [9 empty] | 3044190
44342-4 | {"UG/G CRT": 428} | UG/G CRT | 9014 | 9014 | [9 empty] | 3044199
44357-2 | {} | [12 empty] | 3045331
44405-9 | {"MMOL/G CREAT": 441} | MMOL/G CREAT | 9576 | 9576 | SCR_UR_24H | [8 empty] | 3044783
44422-4 | {"U/ML": 5} | U/ML | 8763 | 8763 | [9 empty] | 3043509
44439-8 | {} | [12 empty] | 3045631
44440-6 | {} | [12 empty] | 3045276
44446-3 | {"AU/ML": 736} | AU/ML | 8763 | 8763 | [9 empty] | 3046710
44524-7 | {} | [12 empty] | 3047267
44533-8 | {} | [12 empty] | 3046775
44537-9 | {} | [12 empty] | 3047282
44538-7 | {} | [12 empty] | 3047341
44542-9 | {} | [12 empty] | 3046057
44558-5 | {} | [12 empty] | 3045936
44573-4 | {} | [12 empty] | 3046445
44617-9 | {} | [12 empty] | 3046801
44706-0 | {"UNITS": 3272, "U": 241} | UNITS | 8510 | 8510 | [9 empty] | 3042925
44724-3 | {} | [12 empty] | 3046747
44728-4 | {} | [12 empty] | 3044101
44733-4 | {"CALC": 1} | CALC | 8596 | 8596 | [9 empty] | 3047111
44754-0 | {} | [12 empty] | 3047011
4477-6 | {"MG/DL": 441} | MG/DL | 8840 | 8840 | [9 empty] | 3003245
44771-4 | {} | [12 empty] | 3046821
4478-4 | {"MG/DL": 171} | MG/DL | 8840 | 8840 | [9 empty] | 3002140
44805-0 | {"LOG10COPY/ML": 1156, "COPIES/ML": 95, "LOG CPS/ML": 2} | LOG10COPY/ML | 8873 | 8873 | [9 empty] | 3042659
44813-4 | {} | [12 empty] | 3042777
44817-5 | {"AU/ML": 1} | AU/ML | 8763 | 8763 | [9 empty] | 3044766
44825-8 | {"TITER": 123} | TITER | 8525 | 8525 | [9 empty] | 3047236
44827-4 | {"TITER": 123} | TITER | 8525 | 8525 | [9 empty] | 3045793
44828-2 | {"NG/ML": 189} | NG/ML | 8842 | 8842 | [9 empty] | 3046168
4484-2 | {"MG/DL": 19} | MG/DL | 8840 | 8840 | [9 empty] | 3001793
44841-5 | {} | [12 empty] | 3045560
44842-3 | {} | [12 empty] | 3045058
44844-9 | {} | [12 empty] | 3046647
44845-6 | {} | [12 empty] | 3043578
4485-9 | {"MG/DL": 20568, "MG/DL ADULT": 105} | MG/DL | 8840 | 8840 | [9 empty] | 3000620
44871-2 | {} | [12 empty] | 3047064
44877-9 | {} | [12 empty] | 3046418
4488-3 | {"NG/ML": 1} | NG/ML | 8842 | 8842 | [9 empty] | 3034141
44909-0 | {} | [12 empty] | 3047303
44920-7 | {"%": 44} | % | 8554 | 8554 | [9 empty] | 3045566
44922-3 | {"%": 44} | % | 8554 | 8554 | [9 empty] | 3046708
44923-1 | {"%": 44} | % | 8554 | 8554 | [9 empty] | 3045807
44938-9 | {} | [12 empty] | 3045824
44950-4 | {"SEC": 10} | SEC | 8555 | 8555 | [9 empty] | 3045356
44951-2 | {} | [12 empty] | 3043274
4498-2 | {"MG/DL": 20760, "MG/DL ADULT": 106} | MG/DL | 8840 | 8840 | [9 empty] | 3017766
45-5 | {} | [12 empty] | 3006507
45001-5 | {"INDEX": 5} | INDEX | -1 | -1 | [9 empty] | 3046213
4501-3 | {"NG/ML": 8} | NG/ML | 8842 | 8842 | [9 empty] | 3022420
4503-9 | {"MG/L": 59} | MG/L | 8751 | 8751 | [9 empty] | 3011649
4505-4 | {"MG/DL": 3} | MG/DL | 8840 | 8840 | [9 empty] | 3017692
45084-1 | {} | [12 empty] | 3043533
45136-9 | {} | [12 empty] | 3042689
45142-7 | {"AI": 3827, "UNITS": 4} | AI | 8478 | 8478 | [9 empty] | 3043359
45149-2 | {"SI": 330} | SI | 0 | [10 empty] | 3046519
45152-6 | {} | [12 empty] | 3046209
45155-9 | {} | [12 empty] | 3043870
45161-7 | {"LOG10COPY/ML": 28, "LOG10 IU/ML": 2} | LOG10COPY/ML | 8873 | 8799 | [9 empty] | 3046542
45182-3 | {} | [12 empty] | 3045827
45184-9 | {} | [12 empty] | 3045883
4519-5 | {"MCG/ML": 1} | MCG/ML | 8859 | 8859 | [9 empty] | 3026621
45194-8 | {"MIU/ML": 1384} | MIU/ML | 9550 | 9550 | [9 empty] | 3046071
45210-2 | {} | [12 empty] | 3044473
45284-7 | {} | [12 empty] | 3046976
45285-4 | {} | [12 empty] | 3043869
45313-4 | {"UMOL/MOL CRT": 60} | UMOL/MOL CRT | 9675 | 9675 | [9 empty] | 3044152
45315-9 | {"UMOL/MOL CRT": 60} | UMOL/MOL CRT | 9675 | 9675 | [9 empty] | 3042784
4532-8 | {"U/ML": 1395, "CAE UNITS": 587, "CAEUNITS": 2} | U/ML | 8763 | 8763 | [9 empty] | 3028461
45321-7 | {"CGG REPEATS": 71} | CGG REPEATS | 0 | [10 empty] | 3047340
45322-5 | {"CGG REPEATS": 71} | CGG REPEATS | 0 | [10 empty] | 3043025
45323-3 | {} | [12 empty] | 3046425
45324-1 | {"NG/ML": 163} | NG/ML | 8842 | 8842 | [9 empty] | 3046137
45327-4 | {} | [12 empty] | 3043058
45335-7 | {} | [12 empty] | 3044054
45337-3 | {} | [12 empty] | 3042872
45364-7 | {} | [12 empty] | 3046667
4537-7 | {"MM/H": 28531, "MM/HR": 16246} | MM/H | 8752 | 8752 | ESR |  |  | 1 | 140 |  |  | 1 | serum_ESR | 3013707
45371-2 | {} | [12 empty] | 3045823
45373-8 | {} | [12 empty] | 3043591
45383-7 | {"/LPF": 5294} | /LPF | 8765 | 8765 | WBC_UR_SEDIM_L | [8 empty] | 3043507
45387-8 | {"/LPF": 6} | /LPF | 8765 | 8765 | [9 empty] | 3042938
45388-6 | {"/LPF": 13} | /LPF | 8765 | 8765 | [9 empty] | 3043781
4542-7 | {"MG/DL": 25133} | MG/DL | 8840 | 8840 | [9 empty] | 3012336
4544-3 | {"%": 1701255} | % | 8554 | 8554 | HCT | [6 empty] | 1 | HCT | 3023314
4545-0 | {"%": 341} | % | 8554 | 8554 | HCT | [6 empty] | 1 | HCT | 3019909
4546-8 | {"%": 8865} | % | 8554 | 8737 | HGB_electrophoresis | [8 empty] | 3020428
4548-4 | {"%": 393376, "% OF TOTAL HGB": 124316, "G/DL": 233, "%HB": 4, "4.1-6.1": 3, "6.1": 1, "*": 1, "6.0": 1, "%T": 1, "5.6%": 1, "4.2-6.2": 1, "F": 1} | % | 8554 | 8737 | HGB_A1c | [8 empty] | 3004410
4551-8 | {"%": 3948} | % | 8554 | 8737 | HGB_electrophoresis | [8 empty] | 3020784
4552-6 | {"%": 7358} | % | 8554 | 8737 | HGB_electrophoresis | [8 empty] | 3021009
4563-3 | {"%": 3313} | % | 8554 | 8737 | HGB_electrophoresis | [8 empty] | 3001258
4575-7 | {"%": 131} | % | 8554 | 8737 | HGB_electrophoresis | [8 empty] | 3013530
4576-5 | {"%": 7589} | % | 8554 | 8737 | HGB_electrophoresis | [8 empty] | 3018738
460-6 | {"MCG/ML": 1} | MCG/ML | 8859 | 8859 | [9 empty] | 3015173
46082-4 | {} | [12 empty] | 3046524
46083-2 | {"IV": 5166} | IV | 0 | [10 empty] | 3043362
46098-0 | {} | [12 empty] | 3046965
46099-8 | {"MG/DL (CALC)": 1} | MG/DL (CALC) | 9028 | 9028 | [9 empty] | 3047107
46130-1 | {"MG/DL": 102853} | MG/DL | 8840 | 8840 | [9 empty] | 3044974
46131-9 | {} | [12 empty] | 3046198
46137-6 | {"/HPF": 3569} | /HPF | 8786 | 8786 | [9 empty] | 3045646
46138-4 | {"/HPF": 3685} | /HPF | 8786 | 8786 | [9 empty] | 3043263
46154-1 | {} | [12 empty] | 3045342
4621-9 | {"%": 406, "G/DL": 34} | % | 8554 | 8713 | [9 empty] | 3010418
46216-8 | {"IU/ML": 2423} | IU/ML | 8985 | 8985 | [9 empty] | 3048446
46217-6 | {"IU/ML": 4159, "INTLUNIT/ML": 29, "INTUNIT/ML": 2} | IU/ML | 8985 | 8985 | [9 empty] | 3050388
46248-1 | {} | [12 empty] | 3052257
4625-0 | {"%": 6827} | % | 8554 | 8554 | [9 empty] | 3005081
46252-3 | {} | [12 empty] | 3050001
46255-6 | {"MCG/ML": 2} | MCG/ML | 8859 | 8859 | [9 empty] | 3050677
46266-3 | {"AI": 1850, "U/ML": 398, "UNITS": 50} | AI | 8478 | 8763 | [9 empty] | 3049398
46267-1 | {"AI": 1842, "U/ML": 492, "UNITS": 101} | AI | 8478 | 8763 | [9 empty] | 3051669
46270-5 | {} | [12 empty] | 3048755
46271-3 | {} | [12 empty] | 3052310
46274-7 | {} | [12 empty] | 3052303
4633-4 | {"%": 595} | % | 8554 | 8737 | HGB_electrophoresis | [8 empty] | 3003515
4636-7 | {"MG/DL": 7} | MG/DL | 8840 | 8840 | [9 empty] | 3019108
46419-8 | {"HPF": 262630, "/HPF": 149276, "/MCL": 15} | HPF | 8786 | 8786 | RBC_UR | [5 empty] | 1 |  | RBCUR | 3048402
46429-7 | {"MG/DL": 32} | MG/DL | 8840 | 8840 | [9 empty] | 3051287
46455-2 | {} | [12 empty] | 3048762
46463-6 | {} | [12 empty] | 3050381
46499-0 | {} | [12 empty] | 3052558
4659-9 | {} | [12 empty] | 3004218
4668-0 | {"MG/DL": 1} | MG/DL | 8840 | 8840 | [9 empty] | 3024976
46699-5 | {"RU/ML": 4} | RU/ML | 0 | [10 empty] | 3052200
46702-7 | {"HPF": 269873, "/HPF": 154874, "/MCL": 15} | HPF | 8786 | 8786 | WBC_UR_SEDIM | [8 empty] | 3051014
4672-2 | {"%": 5} | % | 8554 | 8554 | [9 empty] | 3007399
46724-1 | {} | [12 empty] | 3049082
46725-8 | {} | [12 empty] | 3050356
4677-1 | {"%": 2} | % | 8554 | 8554 | [9 empty] | 3026591
46964-3 | {} | [12 empty] | 3051966
46974-2 | {"NG/ML": 1} | NG/ML | 8842 | 8842 | [9 empty] | 3049739
46976-7 | {"NG/ML": 40} | NG/ML | 8842 | 8842 | [9 empty] | 3051596
46979-1 | {"NG/ML": 5} | NG/ML | 8842 | 8842 | [9 empty] | 3053193
46980-9 | {"NG/ML": 26} | NG/ML | 8842 | 8842 | [9 empty] | 3052314
46983-3 | {"%": 6, "MG/DL": 4} | % | 8554 | 8554 | [9 empty] | 3051619
46984-1 | {"MG/DL": 5} | MG/DL | 8840 | 8840 | [9 empty] | 1176351
46985-8 | {"MG/DL": 5, "%": 1} | MG/DL | 8840 | 8840 | [9 empty] | 1175729
46986-6 | {"MG/DL": 5} | MG/DL | 8840 | 8840 | [9 empty] | 3052261
46987-4 | {} | [12 empty] | 3051620
46994-0 | {"% CPRA": 5} | % CPRA | 8554 | 8554 | [9 empty] | 3048757
46995-7 | {"% CPRA": 3} | % CPRA | 8554 | 8554 | [9 empty] | 3048411
47000-5 | {} | [12 empty] | 3053189
47084-9 | {} | [12 empty] | 3049681
47213-4 | {"PATTERN": 259, "MG/DL": 6} | PATTERN | -1 | 8840 | [9 empty] | 3053190
47215-9 | {"NM": 33} | NM | 9607 | 9607 | [9 empty] | 3052566
47223-3 | {} | [12 empty] | 3052868
47224-1 | {} | [12 empty] | 3049700
47228-2 | {"MG/DL CALC": 111, "MG/DL": 2} | MG/DL CALC | 9028 | 8840 | [9 empty] | 3052202
47235-7 | {} | [12 empty] | 3051967
47236-5 | {} | [12 empty] | 3048453
47251-4 | {} | [12 empty] | 3050332
47252-2 | {"COPIES/ML": 2, "LOG10COPY/ML": 1} | COPIES/ML | 8799 | 8799 | [9 empty] | 3049680
47253-0 | {"UMOL/MOL CRT": 45, "UG/L": 30} | UMOL/MOL CRT | 9675 | 8748 | [9 empty] | 3051978
47254-8 | {"UG/L": 20} | UG/L | 8748 | 8748 | [9 empty] | 3051664
47255-5 | {"MCG/L": 81, "UG/L": 29, "NG/ML": 1} | MCG/L | 8748 | 8748 | [9 empty] | 3049714
47299-3 | {"IU/ML": 5} | IU/ML | 8985 | 8985 | [9 empty] | 3051935
47308-2 | {} | [12 empty] | 3048782
47318-1 | {"U": 223} | U | 8510 | 8510 | [9 empty] | 3050010
47320-7 | {"U": 60} | U | 8510 | 8510 | [9 empty] | 3052881
47321-5 | {"U": 60} | U | 8510 | 8510 | [9 empty] | 3049738
47349-6 | {"UG/ML": 171} | UG/ML | 8859 | 8859 | [9 empty] | 3050060
47356-1 | {"UG/ML": 171} | UG/ML | 8859 | 8859 | [9 empty] | 3049388
47358-7 | {} | [12 empty] | 3049360
47359-5 | {} | [12 empty] | 3052183
47361-1 | {} | [12 empty] | 3051627
47364-5 | {} | [12 empty] | 3049408
47365-2 | {} | [12 empty] | 3052822
47399-1 | {"%": 3} | % | 8554 | 8554 | [9 empty] | 3049099
47402-3 | {} | [12 empty] | 3053153
47405-6 | {} | [12 empty] | 3053145
47430-4 | {} | [12 empty] | 3051878
47441-1 | {} | [12 empty] | 3050052
47505-3 | {"MCG/ML": 1} | MCG/ML | 8859 | 8859 | [9 empty] | 36204292
47513-7 | {} | [12 empty] | 3049377
47526-9 | {} | [12 empty] | 3049361
47527-7 | {} | [12 empty] | 3051971
47528-5 | {} | [12 empty] | 3050380
47532-7 | {} | [12 empty] | 3053215
47534-3 | {"MMOL/MOL CREAT": 11} | MMOL/MOL CREAT | 9019 | 9019 | [9 empty] | 3049779
47537-6 | {"MMOL/MOL CREAT": 13} | MMOL/MOL CREAT | 9019 | 9019 | [9 empty] | 3049747
47542-6 | {"MMOL/MOL CREAT": 13} | MMOL/MOL CREAT | 9019 | 9019 | [9 empty] | 3052694
47549-1 | {} | [12 empty] | 3051417
47650-7 | {"MMOL/MOL CREAT": 11} | MMOL/MOL CREAT | 9019 | 9019 | [9 empty] | 3053268
47696-0 | {"MMOL/MOL CREAT": 13} | MMOL/MOL CREAT | 9019 | 9019 | [9 empty] | 3048834
47710-9 | {"MMOL/MOL CREAT": 2} | MMOL/MOL CREAT | 9019 | 9019 | [9 empty] | 46235720
47812-3 | {"MMOL/MOL CREAT": 11} | MMOL/MOL CREAT | 9019 | 9019 | [9 empty] | 3051712
47828-9 | {"UG/ML": 6, "MCG/ML": 4} | UG/ML | 8859 | 8859 | [9 empty] | 3049482
47938-6 | {} | [12 empty] | 3053213
47957-6 | {} | [12 empty] | 3050086
47958-4 | {} | [12 empty] | 3049135
47969-1 | {} | [12 empty] | 3052934
47977-4 | {} | [12 empty] | 3053270
47982-4 | {"COPIES/ML": 883, "LOG10 IU/ML": 30} | COPIES/ML | 8799 | 8799 | [9 empty] | 3050079
47999-8 | {} | [12 empty] | 3052041
48000-4 | {} | [12 empty] | 3051038
48002-0 | {} | [12 empty] | 3048520
48004-6 | {} | [12 empty] | 3048796
48005-3 | {} | [12 empty] | 3049805
48007-9 | {} | [12 empty] | 3051710
48017-8 | {"%": 663} | % | 8554 | 8554 | [9 empty] | 3049122
48018-6 | {} | [12 empty] | 3052700
48019-4 | {} | [12 empty] | 3051367
48024-4 | {} | [12 empty] | 3051072
48025-1 | {"M/MB": 713} | M/MB | 0 | [10 empty] | 3052926
48038-4 | {} | [12 empty] | 3049772
48064-0 | {} | [12 empty] | 3051042
48065-7 | {"UG FEU/ML": 2499, "MCG/ML FEU": 1433, "MG/L FEU": 528, "NO PREFERRED UNIT": 1} | UG FEU/ML | 8989 | 44777663 | [9 empty] | 3051714
48067-3 | {"UG/ML(FEU)": 25390, "UG/ML (FEU)": 6303, "MCG/ML FEU": 454} | UG/ML(FEU) | 8990 | 8989 | [9 empty] | 3052648
48084-8 | {"MMOL/MOL CREAT": 11} | MMOL/MOL CREAT | 9019 | 9019 | [9 empty] | 3051383
48145-7 | {"MMOL/MOL CREAT": 11} | MMOL/MOL CREAT | 9019 | 9019 | [9 empty] | 3048534
48157-2 | {"MMOL/MOL CREAT": 11} | MMOL/MOL CREAT | 9019 | 9019 | [9 empty] | 3049781
48159-8 | {"S/CO RATIO": 25968, "S/CORATIO": 180} | S/CO RATIO | 8779 | 8779 | [9 empty] | 3052023
48162-2 | {} | [12 empty] | 3052601
4821-5 | {} | [12 empty] | 3008898
48305-7 | {"MCG/G CREAT": 29} | MCG/G CREAT | 9014 | 9014 | [9 empty] | 3052043
48306-5 | {"MCG/G CREAT": 29} | MCG/G CREAT | 9014 | 9014 | [9 empty] | 3052684
48309-9 | {"CPY/ML": 5480, "COPIES/ML": 3075, "LOG10 IU/ML": 407} | CPY/ML | 9257 | 8799 | [9 empty] | 3050099
48310-7 | {} | [12 empty] | 3048858
48311-5 | {} | [12 empty] | 3052053
48343-8 | {"%": 820} | % | 8554 | 8554 | [9 empty] | 3051396
48345-3 | {} | [12 empty] | 3053246
48346-1 | {} | [12 empty] | 3049147
48378-4 | {} | [12 empty] | 3053209
48382-6 | {} | [12 empty] | 3053248
48386-7 | {} | [12 empty] | 3049178
48389-1 | {"%": 1} | % | 8554 | 8554 | [9 empty] | 3051050
48398-2 | {"LOG IU/ML": 2174, "LOG10 IU/ML": 990, "LOG10IU/ML": 737, "COPIES/ML": 3} | LOG IU/ML | 9084 | 8799 | [9 empty] | 3048505
48407-1 | {"NG/ML": 2682} | NG/ML | 8842 | 8842 | [9 empty] | 3051741
48494-9 | {"%MEAN NORMAL": 67} | %MEAN NORMAL | 8604 | 8604 | [9 empty] | 3049801
48500-3 | {} | [12 empty] | 3049752
48501-1 | {} | [12 empty] | 3052599
48502-9 | {} | [12 empty] | 3052374
48503-7 | {} | [12 empty] | 3048795
48504-5 | {} | [12 empty] | 3049469
48505-2 | {} | [12 empty] | 3052587
48506-0 | {} | [12 empty] | 3050763
48555-7 | {} | [12 empty] | 3050723
48556-5 | {"%": 39} | % | 8554 | 8554 | [9 empty] | 3050396
48557-3 | {} | [12 empty] | 3049236
48558-1 | {} | [12 empty] | 3048236
48614-2 | {} | [12 empty] | 3053337
48638-1 | {} | [12 empty] | 3048538
48642-3 | {"ML/MIN/1.73M2": 485578, "ML/MIN/1.73": 121874, "ML/MIN/1.73 M2": 11926, "ML/MIN/BSA": 1004, "ML/MIN": 66, "ML/MN/1.73M2": 35, "ML/MIN/1.7": 2, "ML/MIN/1.73M*2": 1, "ML/MIN/SA": 1} | ML/MIN/1.73M2 | 9117 | 9117 | [9 empty] | 3049187
48643-1 | {"ML/MIN/1.73M2": 848128, "ML/MIN/1.73": 105641, "ML/MIN": 67, "ML/MIN/1.73 M2": 3} | ML/MIN/1.73M2 | 9117 | 8795 | [9 empty] | 3053283
48662-1 | {"SI": 7} | SI | 0 | [10 empty] | 3048272
48668-8 | {} | [12 empty] | 3050740
48670-4 | {} | [12 empty] | 3049502
48672-0 | {} | [12 empty] | 3050141
48674-6 | {} | [12 empty] | 3049539
48683-7 | {} | [12 empty] | 3048882
48719-9 | {} | [12 empty] | 3049863
48720-7 | {} | [12 empty] | 3050446
48726-4 | {} | [12 empty] | 3048870
48731-4 | {"MG/DL": 1779} | MG/DL | 8840 | 8840 | [9 empty] | 3052973
48767-8 | {"NMOL/L": 1147} | NMOL/L | 8736 | 8736 | [9 empty] | 3049878
48792-6 | {} | [12 empty] | 3048578
48793-4 | {} | [12 empty] | 3052980
48794-2 | {"%": 84} | % | 8554 | 8554 | [9 empty] | 3048563
48795-9 | {"SCORE": 21} | SCORE | 44777566 | 44777566 | [9 empty] | 3048264
48803-1 | {} | [12 empty] | 3048541
48818-9 | {} | [12 empty] | 3049559
48850-2 | {} | [12 empty] | 3053020
48934-4 | {"NG/ML": 37} | NG/ML | 8842 | 8842 | [9 empty] | 3049847
48938-5 | {"NG/ML": 22} | NG/ML | 8842 | 8842 | [9 empty] | 3049522
48939-3 | {"NG/ML": 1} | NG/ML | 8842 | 8842 | [9 empty] | 3052987
48943-5 | {} | [12 empty] | 3052961
48944-3 | {"NG/ML": 38} | NG/ML | 8842 | 8842 | [9 empty] | 3050744
48945-0 | {"NG/ML": 16} | NG/ML | 8842 | 8842 | [9 empty] | 3048576
48946-8 | {"NG/ML": 584} | NG/ML | 8842 | 8842 | [9 empty] | 3049247
48947-6 | {} | [12 empty] | 3052979
48948-4 | {"NG/ML": 22} | NG/ML | 8842 | 8842 | [9 empty] | 3049217
48950-0 | {"NG/ML": 22} | NG/ML | 8842 | 8842 | [9 empty] | 3050462
48952-6 | {"NG/ML": 1450} | NG/ML | 8842 | 8842 | [9 empty] | 3048918
48955-9 | {"NG/ML": 513} | NG/ML | 8842 | 8842 | [9 empty] | 3049814
48956-7 | {"NG/ML": 6} | NG/ML | 8842 | 8842 | [9 empty] | 3048912
48958-3 | {"NG/ML": 279} | NG/ML | 8842 | 8842 | [9 empty] | 3049547
48959-1 | {"NG/ML": 22} | NG/ML | 8842 | 8842 | [9 empty] | 3048876
48962-5 | {"NG/ML": 22} | NG/ML | 8842 | 8842 | [9 empty] | 3052965
48965-8 | {"NG/ML": 1000} | NG/ML | 8842 | 8842 | [9 empty] | 3049227
48966-6 | {"NG/ML": 26} | NG/ML | 8842 | 8842 | [9 empty] | 3052974
49002-9 | {"UG/MIN": 22} | UG/MIN | 8774 | 8774 | [9 empty] | 3050449
49023-5 | {"MCG/MIN": 4, "UG/MIN": 3} | MCG/MIN | 8774 | 8909 | MICROALBUMIN_24H_T | [8 empty] | 3049506
49024-3 | {} | [12 empty] | 3053331
49028-4 | {} | [12 empty] | 3053016
49034-2 | {} | [12 empty] | 3048545
49035-9 | {"MOM": 715} | MOM | 8494 | 8494 | [9 empty] | 3048559
49038-3 | {"NMOL/L": 106} | NMOL/L | 8736 | 8736 | [9 empty] | 3048234
49051-6 | {"WEEKS": 86} | WEEKS | 8511 | 8511 | [9 empty] | 3048230
49052-4 | {} | [12 empty] | 3050433
49053-2 | {} | [12 empty] | 3048599
49054-0 | {"NG/ML": 2148} | NG/ML | 8842 | 8842 | [9 empty] | 3049536
49060-7 | {"MCG/ML": 545, "UG/ML": 16} | MCG/ML | 8859 | 8859 | [9 empty] | 3053342
49061-5 | {} | [12 empty] | 3049854
49062-3 | {} | [12 empty] | 3053304
49079-7 | {} | [12 empty] | 3965426
49082-1 | {} | [12 empty] | 3050157
49089-6 | {} | [12 empty] | 3048867
49090-4 | {} | [12 empty] | 3049207
49092-0 | {} | [12 empty] | 3049229
49099-5 | {"MCG/ML": 1} | MCG/ML | 8859 | 8859 | [9 empty] | 3049220
49117-5 | {} | [12 empty] | 3052592
49134-0 | {"MG/DL": 167} | MG/DL | 8840 | 8840 | [9 empty] | 3048865
49135-7 | {} | [12 empty] | 3048220
49136-5 | {"NG/ML": 2, "%": 1} | NG/ML | 8842 | 8554 | [9 empty] | 3048863
49140-7 | {} | [12 empty] | 3049208
49141-5 | {} | [12 empty] | 3053327
49193-6 | {} | [12 empty] | 3052967
49194-4 | {} | [12 empty] | 3049215
49228-0 | {"MU/G HB": 1} | MU/G HB | 9595 | 9595 | [9 empty] | 3048254
49243-9 | {} | [12 empty] | 3049181
49246-2 | {} | [12 empty] | 3049837
49247-0 | {} | [12 empty] | 3048922
49248-8 | {} | [12 empty] | 3053335
49256-1 | {} | [12 empty] | 3053023
49257-9 | {} | [12 empty] | 3050154
49263-7 | {} | [12 empty] | 3048568
49269-4 | {} | [12 empty] | 3050155
49282-7 | {} | [12 empty] | 3053333
49283-5 | {} | [12 empty] | 3053025
49287-6 | {} | [12 empty] | 3050721
49289-2 | {} | [12 empty] | 3052988
49292-6 | {} | [12 empty] | 3053005
49293-4 | {} | [12 empty] | 3049519
49310-6 | {} | [12 empty] | 3050725
49316-3 | {} | [12 empty] | 3053000
49340-3 | {"CPY/ML": 1538, "COPIES/ML": 15} | CPY/ML | 9257 | 8799 | [9 empty] | 3032682
49345-2 | {"COPIES/ML": 4} | COPIES/ML | 8799 | 8799 | [9 empty] | 3029226
49347-8 | {"COPIES/ML": 3} | COPIES/ML | 8799 | 8799 | [9 empty] | 3032962
4935-3 | {} | [12 empty] | 3002371
49391-6 | {"COPIES/ML": 3} | COPIES/ML | 8799 | 8799 | [9 empty] | 3031625
49392-4 | {"COPIES/ML": 1} | COPIES/ML | 8799 | 8799 | [9 empty] | 3029564
49412-0 | {"COPIES/ML": 25} | COPIES/ML | 8799 | 8799 | [9 empty] | 3031287
49432-8 | {"COPIES/ML": 21} | COPIES/ML | 8799 | 8799 | [9 empty] | 3029219
49434-4 | {"COPIES/ML": 83} | COPIES/ML | 8799 | 8799 | [9 empty] | 3029559
49448-4 | {"COPIES/ML": 9} | COPIES/ML | 8799 | 8799 | [9 empty] | 3032744
49451-8 | {"COPIES/ML": 17} | COPIES/ML | 8799 | 8799 | [9 empty] | 3029227
49493-0 | {} | [12 empty] | 3032453
49497-1 | {} |  |  |  | PLT |  |  | 2 | 1900 |  |  | 1 | PLT | 3031586
49499-7 | {"%": 11} | % | 8554 | 8554 | [9 empty] | 3030383
49500-2 | {"%": 442} | % | 8554 | 8554 | [9 empty] | 3029800
49502-8 | {"U/10E12 RBC": 241} | U/10E12 RBC | 9031 | 9031 | [9 empty] | 3032693
49503-6 | {"TITER": 3789} | TITER | 8525 | 8525 | [9 empty] | 3028967
49524-2 | {} | [12 empty] | 3032731
49539-0 | {} | [12 empty] | 3032981
49543-2 | {"NG/ML": 167} | NG/ML | 8842 | 8842 | [9 empty] | 40765040
49546-5 | {} | [12 empty] | 3031585
49549-9 | {} | [12 empty] | 3033053
49560-6 | {} | [12 empty] | 3032716
49573-9 | {} | [12 empty] | 3032728
49586-1 | {} | [12 empty] | 3032496
49598-6 | {} | [12 empty] | 3032518
496-0 | {} | [12 empty] | 3000127
49612-5 | {} | [12 empty] | 3032674
49617-4 | {} | [12 empty] | 3033281
49625-7 | {} | [12 empty] | 3029231
49637-2 | {"CAG REPEATS": 2} | CAG REPEATS | 0 | [10 empty] | 3029218
49638-0 | {"CAG REPEATS": 2} | CAG REPEATS | 0 | [10 empty] | 3029033
49659-6 | {} | [12 empty] | 3032957
49660-4 | {} | [12 empty] | 3032209
49665-3 | {} | [12 empty] | 3032427
49687-7 | {"MCG/ML": 66} | MCG/ML | 8859 | 8859 | [9 empty] | 3033016
49690-1 | {"NG/ML": 10} | NG/ML | 8842 | 8842 | [9 empty] | 3029255
49693-5 | {} | [12 empty] | 3029023
49696-8 | {"MM HG": 59} | MM HG | 8876 | 8876 | [9 empty] | 3033254
497-8 | {} | [12 empty] | 3002850
49702-4 | {"NG/ML": 216, "MCG/ML": 56} | NG/ML | 8842 | 8859 | [9 empty] | 3033062
49726-3 | {} | [12 empty] | 3032773
49734-7 | {} | [12 empty] | 3028942
49738-8 | {} | [12 empty] | 3032188
49740-4 | {"MCG/ML": 2} | MCG/ML | 8859 | 8859 | [9 empty] | 3033274
49745-3 | {"MCG/ML": 1} | MCG/ML | 8859 | 8859 | [9 empty] | 3032497
49747-9 | {"NG/ML": 24} | NG/ML | 8842 | 8842 | [9 empty] | 3029530
49748-7 | {"UMOL/L": 48} | UMOL/L | 8749 | 8749 | [9 empty] | 3032771
49751-1 | {"NG/ML": 211} | NG/ML | 8842 | 8842 | [9 empty] | 3033298
49752-9 | {"NG/ML": 84} | NG/ML | 8842 | 8842 | [9 empty] | 3032729
49753-7 | {"NG/ML": 75} | NG/ML | 8842 | 8842 | [9 empty] | 3030384
49759-4 | {"U/L": 644} | U/L | 8645 | 8645 | [9 empty] | 3033252
49774-3 | {"UNITS": 1} | UNITS | 8510 | 8510 | [9 empty] | 3032700
49779-2 | {"MG/DL": 108023} | MG/DL | 8840 | 8840 | [9 empty] | 3032459
4983-3 | {} | [12 empty] | 3026058
49837-8 | {"UMOL/G CRT": 4} | UMOL/G CRT | 9015 | 9015 | [9 empty] | 3032456
49852-7 | {"BANDS": 761} | BANDS | 0 | [10 empty] | 3030396
49857-6 | {} | [12 empty] | 3032972
49862-6 | {} | [12 empty] | 3031339
49863-4 | {} | [12 empty] | 3033060
49870-9 | {"%": 6} | % | 8554 | 8554 | [9 empty] | 3030424
49883-2 | {} | [12 empty] | 3031611
49890-7 | {"COPIES/ML": 2427} | COPIES/ML | 8799 | 8873 | [9 empty] | 3032756
49896-4 | {} | [12 empty] | 3032431
49900-4 | {"MCG/24 H": 2} | MCG/24 H | 8906 | 8906 | [9 empty] | 3028945
49901-2 | {"MCG/24 H": 2} | MCG/24 H | 8906 | 8906 | [9 empty] | 3032695
4991-6 | {} | [12 empty] | 3028372
49921-0 | {"NET CPM": 7} | NET CPM | 0 | [10 empty] | 3030137
49922-8 | {"NET CPM": 7} | NET CPM | 0 | [10 empty] | 3031908
49923-6 | {"NET CPM": 7} | NET CPM | 0 | [10 empty] | 3029565
4993-2 | {} | [12 empty] | 3009926
49936-8 | {"MMOL/L": 12} | MMOL/L | 8753 | 8753 | CALCIUM_IONIZED_CORR | 2.325 | 40.078 | [6 empty] | 3032710
49963-2 | {"UNITS": 6} | UNITS | 8510 | 8510 | [9 empty] | 3029569
49986-3 | {"COPIES/ML": 68} | COPIES/ML | 8799 | 8799 | [9 empty] | 3029017
49989-7 | {"COPIES/ML": 67} | COPIES/ML | 8799 | 8799 | [9 empty] | 3031592
5000-5 | {} | [12 empty] | 3020229
50008-2 | {} | [12 empty] | 3031335
50014-0 | {} | [12 empty] | 3028956
5002-1 | {"COPIES/ML": 241} | COPIES/ML | 8799 | 8799 | [9 empty] | 3012570
50020-7 | {} | [12 empty] | 3032741
50042-1 | {} | [12 empty] | 3032147
5005-4 | {"COPIES/100K WBC": 1036} | COPIES/100K WBC | 9032 | 9032 | [9 empty] | 3014258
50085-0 | {"MMOL/MOL CREAT": 9} | MMOL/MOL CREAT | 9019 | 9019 | [9 empty] | 3033005
501-7 | {} | [12 empty] | 3005527
5010-4 | {"IU/ML": 5776} | IU/ML | 8985 | 8985 | [9 empty] | 3008075
5014-6 | {} | [12 empty] | 3007543
5018-7 | {"COPIES/ML": 1239} | COPIES/ML | 8799 | 8799 | [9 empty] | 3027287
50188-2 | {"VOL %": 153, "VOL%": 12} | VOL % | 9234 | 9234 | [9 empty] | 3033243
50194-0 | {"MG/DL": 5} | MG/DL | 8840 | 8840 | [9 empty] | 3032800
50196-5 | {} | [12 empty] | 3030153
50210-4 | {"ML/MIN/1.73M2": 153, "ML/MIN/1.73": 1} | ML/MIN/1.73M2 | 9117 | 9117 | [9 empty] | 3029859
50211-2 | {} | [12 empty] | 3031924
5022-9 | {} | [12 empty] | 3006163
50221-1 | {"/HPF": 392031} | /HPF | 8786 | 8786 | [9 empty] | 3032172
50233-6 | {} | [12 empty] | 3030114
50235-1 | {} | [12 empty] | 3033262
50236-9 | {"/LPF": 28653} | /LPF | 8765 | 8765 | [9 empty] | 3029030
5024-5 | {} | [12 empty] | 3028179
50240-1 | {"/HPF": 15443} | /HPF | 8786 | 8786 | [9 empty] | 3032778
5026-0 | {} | [12 empty] | 3024422
5028-6 | {} | [12 empty] | 3010854
5034-4 | {} | [12 empty] | 3026690
50343-3 | {"%": 43, "GM/DL": 3} | % | 8554 | 8554 | [9 empty] | 3033259
5036-9 | {} | [12 empty] | 3009769
50366-4 | {"%": 18} | % | 8554 | 8554 | [9 empty] | 3031309
50377-1 | {"%": 8, "% NORMAL": 4} | % | 8554 | 8554 | [9 empty] | 3029847
50378-9 | {"RATIO": 12} | RATIO | 8523 | 8523 | [9 empty] | 3031627
50385-4 | {} | [12 empty] | 3031330
50387-0 | {} | [12 empty] | 3029004
50388-8 | {} | [12 empty] | 3033258
50397-9 | {} | [12 empty] | 3029547
50398-7 | {} | [12 empty] | 3032413
50407-6 | {"%": 409} | % | 8554 | 8554 | [9 empty] | 3031314
5041-9 | {} | [12 empty] | 3013244
50410-0 | {"RATIO": 591} | RATIO | 8523 | 8523 | [9 empty] | 3032493
50411-8 | {} | [12 empty] | 3033010
50412-6 | {} | [12 empty] | 3028963
5043-5 | {} | [12 empty] | 3014071
5048-4 | {"TITER": 2922} | TITER | 8525 | 8525 | [9 empty] | 3002971
50493-6 | {"NG/ML": 3} | NG/ML | 8842 | 8842 | [9 empty] | 3030795
50494-4 | {"NG/ML": 3} | NG/ML | 8842 | 8842 | [9 empty] | 3029362
50495-1 | {"NG/ML": 3} | NG/ML | 8842 | 8842 | [9 empty] | 3029290
50496-9 | {"NG/ML": 1} | NG/ML | 8842 | 8842 | [9 empty] | 3029611
50497-7 | {"NG/ML": 1} | NG/ML | 8842 | 8842 | [9 empty] | 3030287
50501-6 | {"UIU/ML": 3} | UIU/ML | 9093 | 8985 | [9 empty] | 3029720
50502-4 | {"UIU/ML": 3} | UIU/ML | 9093 | 8985 | [9 empty] | 3029908
50503-2 | {"UIU/ML": 3} | UIU/ML | 9093 | 9093 | [9 empty] | 3030827
50504-0 | {"UIU/ML": 1} | UIU/ML | 9093 | 9093 | [9 empty] | 3029056
50505-7 | {"UIU/ML": 1} | UIU/ML | 9093 | 9093 | [9 empty] | 3030826
5052-6 | {} | [12 empty] | 3005291
50542-0 | {"NG/ML": 344} | NG/ML | 8842 | 8842 | [9 empty] | 3031029
50544-6 | {"NG/ML": 5524} | NG/ML | 8842 | 8842 | [9 empty] | 3030703
50551-1 | {"MG/DL": 240409} | MG/DL | 8840 | 8840 | BILIRUBIN_TOT_UR_Pres | [8 empty] | 3030477
50552-9 | {} | [12 empty] | 3029709
50553-7 | {} | [12 empty] | 3029925
50555-2 | {} |  |  |  | GLUCOSE_UR | [5 empty] | 1 |  | GLUURN | 3030260
50558-6 | {} | [12 empty] | 3030758
50560-2 | {} |  |  |  | PH_UR | [8 empty] | 3029305
50561-0 | {"MG/DL": 579977} | MG/DL | 8840 | 8840 | UAP_cat | [5 empty] | 1 |  | UAP | 3029872
50564-4 | {} | [12 empty] | 3030688
5057-5 | {"TITER": 21} | TITER | 8525 | 8525 | [9 empty] | 3019118
5058-3 | {} | [12 empty] | 3034507
50580-0 | {} | [12 empty] | 3029318
50595-8 | {"MG/DL": 69} | MG/DL | 8840 | 8840 | [9 empty] | 3030243
50599-0 | {} | [12 empty] | 3030515
5060-9 | {"IV": 415, "INDEX": 319, "LIV": 4} | IV | 0 | [10 empty] | 3003645
50612-1 | {} | [12 empty] | 3029633
50619-6 | {} | [12 empty] | 3029427
50621-2 | {} | [12 empty] | 3030719
5064-1 | {"INDEX": 119} | INDEX | -1 | -1 | [9 empty] | 3035695
50659-2 | {} | [12 empty] | 3029715
50672-5 | {} | [12 empty] | 3031010
50679-0 | {} | [12 empty] | 3030256
50686-5 | {"PG/MG CREAT": 1} | PG/MG CREAT | 0 | [10 empty] | 3028942
5070-8 | {} | [12 empty] | 3036324
50715-2 | {} | [12 empty] | 3029887
50722-8 | {} | [12 empty] | 3030676
50727-7 | {"%": 1105, "% RELEASE": 12} | % | 8554 | 8554 | [9 empty] | 3030465
50728-5 | {"%": 993, "% RELEASE": 12} | % | 8554 | 8554 | [9 empty] | 3029588
50733-5 | {} | [12 empty] | 3029640
50734-3 | {} | [12 empty] | 3031322
5074-0 | {} | [12 empty] | 3009535
50758-2 | {"TITER": 170} | TITER | 8525 | 8525 | [9 empty] | 3029949
50759-0 | {} | [12 empty] | 3029724
5076-5 | {"APL U/ML": 1363, "APL": 1151, "APL-U/ML": 342, "APLU/ML": 2} | APL U/ML | 9156 | 9156 | [9 empty] | 3009118
50760-8 | {"SEC": 15} | SEC | 8555 | 8555 | [9 empty] | 46235123
50761-6 | {} | [12 empty] | 3029429
50764-0 | {} | [12 empty] | 3030447
5077-3 | {} | [12 empty] | 3015818
50790-5 | {} | [12 empty] | 3030248
50791-3 | {} | [12 empty] | 3030512
50796-2 | {"G/DL": 439} | G/DL | 8713 | 8713 | [9 empty] | 3029338
508-2 | {} | [12 empty] | 3033490
509-0 | {} | [12 empty] | 3022094
5092-2 | {"IU/ML": 141} | IU/ML | 8985 | 8985 | [9 empty] | 3045439
50941-4 | {} | [12 empty] | 3030526
50948-9 | {} | [12 empty] | 3030271
5095-5 | {} | [12 empty] | 3021763
50956-2 | {} | [12 empty] | 3029589
50957-0 | {} | [12 empty] | 3030494
5096-3 | {} | [12 empty] | 3025798
50967-9 | {} | [12 empty] | 3030174
50968-7 | {} | [12 empty] | 3029285
50969-5 | {"U/ML": 1120} | U/ML | 8763 | 8763 | [9 empty] | 3029892
50970-3 | {} | [12 empty] | 3029950
5098-9 | {"TITER": 10} | TITER | 8525 | 8525 | [9 empty] | 3026531
50995-0 | {} | [12 empty] | 3029984
50996-8 | {} | [12 empty] | 3029869
51006-5 | {} | [12 empty] | 3029581
5103-7 | {} | [12 empty] | 3024775
5104-5 | {} | [12 empty] | 3025613
5105-2 | {} | [12 empty] | 3011842
5106-0 | {} | [12 empty] | 3026754
5107-8 | {} | [12 empty] | 3012649
5108-6 | {} | [12 empty] | 3010068
5109-4 | {} | [12 empty] | 3010002
5110-2 | {} | [12 empty] | 3026292
5111-0 | {} | [12 empty] | 3012818
5112-8 | {} | [12 empty] | 3027337
5113-6 | {} | [12 empty] | 3013549
5114-4 | {} | [12 empty] | 3010738
5115-1 | {"IU/ML": 1} | IU/ML | 8985 | 8985 | [9 empty] | 3014373
5116-9 | {"IU/ML": 109} | IU/ML | 8985 | 8985 | [9 empty] | 3021097
5117-7 | {"%": 1} | % | 8554 | 8554 | [9 empty] | 3021322
5124-3 | {"U/ML": 686} | U/ML | 8763 | 8763 | [9 empty] | 3005356
5126-8 | {"AU/ML": 1641} | AU/ML | 8763 | 8763 | [9 empty] | 3003526
5128-4 | {"FIU": 188} | FIU | 44777563 | 44777563 | [9 empty] | 3001334
5130-0 | {"IU/ML": 10670, "IU": 2588} | IU/ML | 8985 | 8985 | [9 empty] | 3023420
5133-4 | {"U/ML": 35} | U/ML | 8763 | 8763 | [9 empty] | 3002621
51412-5 | {"UMOL/L": 11} | UMOL/L | 8749 | 8749 | [9 empty] | 3030419
51413-3 | {"UMOL/L": 11} | UMOL/L | 8749 | 8749 | [9 empty] | 3029220
5143-3 | {"TITER": 1} | TITER | 8525 | 8525 | [9 empty] | 3036911
51435-6 | {"G/DL": 1919} | G/DL | 8713 | 8713 | [9 empty] | 3029713
51437-2 | {"MG/DL": 220} | MG/DL | 8840 | 8840 | [9 empty] | 3031047
5144-1 | {} | [12 empty] | 3037144
51440-6 | {"MG/DL": 187} | MG/DL | 8840 | 8840 | [9 empty] | 3029582
51441-4 | {"%": 5} | % | 8554 | 8554 | [9 empty] | 3030244
5146-6 | {} | [12 empty] | 3011782
5147-4 | {"TITER": 1} | TITER | 8525 | 8525 | [9 empty] | 3015037
51485-1 | {"/HPF": 996} | /HPF | 8786 | 8786 | [9 empty] | 3030306
51487-7 | {"/HPF": 70374, "HPF": 1347} | /HPF | 8786 | 8786 | WBC_UR | [8 empty] | 3029315
51492-7 | {"UG/DL": 24} | UG/DL | 8837 | 8837 | [9 empty] | 3039043
51493-5 | {"UG/DL": 42} | UG/DL | 8837 | 8837 | [9 empty] | 3039096
51494-3 | {"UG/DL": 59} | UG/DL | 8837 | 8837 | [9 empty] | 3039664
51495-0 | {"UG/DL": 58} | UG/DL | 8837 | 8837 | [9 empty] | 3040232
5152-4 | {} | [12 empty] | 3012432
5157-3 | {"TITER": 2398, "U/ML": 960, "INDEX": 20, "UNIT/ML": 2} | TITER | 8525 | 8525 | [9 empty] | 3018143
51584-1 | {"X10E3/UL": 24857, "X10-3/UL": 23} | X10E3/UL | 8848 | 8938 | [9 empty] | 3040168
51586-6 | {"%": 4456} | % | 8554 | 8554 | [9 empty] | 3041543
5159-9 | {"U/ML": 959} | U/ML | 8763 | 8763 | [9 empty] | 3007844
516-5 | {"MCG/ML": 20} | MCG/ML | 8859 | 8859 | [9 empty] | 3013635
51623-7 | {"X10E6/ML": 2} | X10E6/ML | 8816 | 8816 | [9 empty] | 3041553
51633-6 | {"/UL": 470} | /UL | 8647 | 8647 | [9 empty] | 42869450
51648-4 | {"%": 45} | % | 8554 | 8554 | [9 empty] | 3042424
51651-8 | {"NG/ML": 104} | NG/ML | 8842 | 8842 | [9 empty] | 3039686
51690-6 | {"NG/ML": 429} | NG/ML | 8842 | 8842 | [9 empty] | 3039691
51691-4 | {"NG/ML": 418} | NG/ML | 8842 | 8842 | [9 empty] | 3040237
51692-2 | {"NG/ML": 225} | NG/ML | 8842 | 8842 | [9 empty] | 3041837
517-3 | {} | [12 empty] | 3012222
5170-6 | {"UNITS": 72} | UNITS | 8510 | 8510 | [9 empty] | 3003966
51716-9 | {"U/ML": 29} | U/ML | 8763 | 8763 | [9 empty] | 3041276
51720-1 | {"MMOL/24H": 50, "MMOL/24HRS": 24} | MMOL/24H | 8807 | 8807 | POTASSIUM_UR_24H_MT | 0.66667 | 39.0983 | [6 empty] | 3040170
51721-9 | {"TITER": 30} | TITER | 8525 | 8525 | [9 empty] | 3038491
51730-0 | {} | [12 empty] | 3039105
51731-8 | {"%": 22493} | % | 8554 | 8554 | [9 empty] | 3041253
5176-3 | {"U/ML": 704, "INDEX VALUE": 391} | U/ML | 8763 | 8763 | [9 empty] | 3027491
51760-7 | {} | [12 empty] | 3041802
51763-1 | {} | [12 empty] | 3039955
5177-1 | {"UNITS": 400} | UNITS | 8510 | 8510 | [9 empty] | 3010921
51775-5 | {"AI": 1250} | AI | 8478 | 8478 | [9 empty] | 3038470
51776-3 | {"NG/ML": 43} | NG/ML | 8842 | 8842 | [9 empty] | 3040975
51786-2 | {} | [12 empty] | 3039370
51797-9 | {"SI": 56} | SI | 0 | [10 empty] | 3038462
5187-0 | {} | [12 empty] | 3016557
51904-1 | {"MCG/ML": 2} | MCG/ML | 8859 | 8859 | [9 empty] | 3040268
51913-2 | {} | [12 empty] | 3039319
51914-0 | {"S/CO": 5932} | S/CO | 8779 | 8779 | [9 empty] | 3042118
51916-5 | {} | [12 empty] | 3039971
51917-3 | {"MCG/ML": 3} | MCG/ML | 8859 | 8859 | [9 empty] | 3039124
5193-8 | {"MIU/ML": 6818, "MLU/ML": 2} | MIU/ML | 9550 | 9550 | [9 empty] | 3013731
51939-7 | {} | [12 empty] | 3040222
51940-5 | {} | [12 empty] | 3041798
5195-3 | {} | [12 empty] | 3019284
5196-1 | {} | [12 empty] | 3019510
51967-8 | {} | [12 empty] | 3040171
51968-6 | {} | [12 empty] | 3040221
51969-4 | {} | [12 empty] | 3040246
51973-6 | {"%": 80807} | % | 8554 | 8554 | [9 empty] | 3039402
51988-4 | {} | [12 empty] | 3039962
5199-5 | {} | [12 empty] | 3002302
5206-8 | {"INDEX": 2521} | INDEX | -1 | -1 | [9 empty] | 3001038
5209-2 | {"INDEX": 2692} | INDEX | -1 | -1 | [9 empty] | 3036557
52123-7 | {"SECONDS": 8494} | SECONDS | 8555 | 8555 | [9 empty] | 3041232
5213-4 | {} | [12 empty] | 3020946
52130-2 | {"%": 162} | % | 8554 | 8554 | [9 empty] | 3039381
52131-0 | {"%": 162} | % | 8554 | 8554 | [9 empty] | 3041559
52132-8 | {"%": 162} | % | 8554 | 8554 | [9 empty] | 3042391
52134-4 | {"SEC": 2} | SEC | 8555 | 8555 | [9 empty] | 46235123
5218-3 | {} | [12 empty] | 3012071
5225-8 | {} | [12 empty] | 3015682
5229-0 | {"TITER": 2} | TITER | 8525 | 8525 | [9 empty] | 3018204
5230-8 | {} | [12 empty] | 3013622
5232-4 | {"U/ML": 158} | U/ML | 8763 | 8763 | [9 empty] | 3017177
524-9 | {} | [12 empty] | 3018088
5244-9 | {"AU/ML": 2219, "INDEX": 179} | AU/ML | 8763 | 8763 | [9 empty] | 3006573
5245-6 | {"TITER": 30} | TITER | 8525 | 8525 | [9 empty] | 3022711
5247-2 | {"TITER": 147} | TITER | 8525 | 8525 | [9 empty] | 3026652
5255-5 | {"U/L": 636, "U/ML": 186} | U/L | 8645 | 8763 | [9 empty] | 3024072
5256-3 | {"U/L": 636, "U/ML": 208} | U/L | 8645 | 8763 | [9 empty] | 3024605
5260-5 | {"TITER": 1} | TITER | 8525 | 8525 | [9 empty] | 3024122
5265-4 | {} | [12 empty] | 3009432
5271-2 | {"TITER": 39} | TITER | 8525 | 8525 | [9 empty] | 3010090
5273-8 | {"IV": 481, "INDEX": 325} | IV | 0 | [10 empty] | 3020457
5274-6 | {"IV": 493, "INDEX": 326} | IV | 0 | [10 empty] | 3020147
52756-4 | {"RATIO": 126} | RATIO | 8523 | 8523 | [9 empty] | 40760947
52757-2 | {} | [12 empty] | 3041818
52759-8 | {"%": 2} | % | 8554 | 8554 | [9 empty] | 3040150
52762-2 | {"MM": 6418, "%": 5133, "DEG": 3332, "MIN": 3310, "DEGREES": 3086, "SEC": 3084} | MM | 8588 | 8550 | [9 empty] | 3041678
52768-9 | {"MIN": 92811, "SEC": 20380, "MM": 676} | MIN | 8550 | 8588 | [9 empty] | 3041078
52777-0 | {"SEC": 6403, "MIN": 12} | SEC | 8555 | 8550 | [9 empty] | 3041650
52778-8 | {"MM": 114851, "KD/SC": 74956} | MM | 8588 | 8588 | [9 empty] | 3040808
52780-4 | {"MM": 1686} | MM | 8588 | 8588 | [9 empty] | 3040782
52789-5 | {"MIN": 87451, "SEC": 20395, "MM": 681} | MIN | 8550 | 8588 | [9 empty] | 3041952
52797-8 | {} | [12 empty] | 3042537
5281-1 | {} | [12 empty] | 3005171
5283-7 | {} | [12 empty] | 3003050
5285-2 | {} | [12 empty] | 3001165
5289-4 | {} | [12 empty] | 3019960
5290-2 | {} | [12 empty] | 3002446
5291-0 | {} | [12 empty] | 3001356
5292-8 | {} | [12 empty] | 3019428
52984-2 | {} | [12 empty] | 3041375
53003-0 | {} | [12 empty] | 3039863
53016-2 | {} | [12 empty] | 3039348
53019-6 | {"AU/ML": 7420} | AU/ML | 8763 | 8763 | [9 empty] | 3041423
53022-0 | {"UNITS": 2} | UNITS | 8510 | 8510 | [9 empty] | 3041976
53037-8 | {} | [12 empty] | 3039641
53039-4 | {} | [12 empty] | 3039372
53061-8 | {"MMOL/L": 209} | MMOL/L | 8753 | 8753 | [9 empty] | 3041426
5307-4 | {} | [12 empty] | 3014184
5308-2 | {} | [12 empty] | 3003901
53115-2 | {"X10E3/UL": 712090, "THOU/MM3": 150375, "THOUSAND/MICROLITER": 8497, "X10-3/UL": 16, "X10(3)/UL": 1, "K/UL": 1, "K/MM3": 1} | X10E3/UL | 8848 | 8938 | [9 empty] | 3041084
5313-2 | {"TITER": 4} | TITER | 8525 | 8525 | [9 empty] | 3015163
53130-1 | {"/LPF": 179} | /LPF | 8765 | 8765 | [9 empty] | 3041410
53131-9 | {"/LPF": 2441} | /LPF | 8765 | 8765 | [9 empty] | 3041086
5315-7 | {} | [12 empty] | 3007565
5320-7 | {} | [12 empty] | 3016904
5322-3 | {} | [12 empty] | 3007223
53225-9 | {"/HPF": 1286} | /HPF | 8786 | 8786 | [9 empty] | 3041120
5324-9 | {"TITER": 2} | TITER | 8525 | 8525 | [9 empty] | 3026518
53252-3 | {} | [12 empty] | 3041991
53253-1 | {} | [12 empty] | 3041077
53257-2 | {} | [12 empty] | 3041662
53258-0 | {} | [12 empty] | 3966300
53268-9 | {"/LPF": 2173} | /LPF | 8765 | 8765 | [9 empty] | 3041076
53289-5 | {"/LPF": 615, "LPF": 101} | /LPF | 8765 | 8765 | [9 empty] | 3041695
53290-3 | {"/LPF": 82, "LPF": 32} | /LPF | 8765 | 8765 | [9 empty] | 3041417
53291-1 | {"HPF": 3331, "/HPF": 1713, "/LPF": 21, "LPF": 14, "/MCL": 14} | HPF | 8786 | 8765 | [9 empty] | 3040842
53299-4 | {"/LPF": 79} | /LPF | 8765 | 8765 | [9 empty] | 3041403
533-0 | {} | [12 empty] | 3015479
53306-7 | {"/LPF": 11242} | /LPF | 8765 | 8765 | [9 empty] | 3040844
53307-5 | {"NO PREFERRED UNIT": 522, "/HPF": 250} | NO PREFERRED UNIT | -1 | 8786 | [9 empty] | 3041933
53308-3 | {"/LPF": 1286} | /LPF | 8765 | 8765 | [9 empty] | 3039648
53309-1 | {} | [12 empty] | 3041962
53310-9 | {"/LPF": 2} | /LPF | 8765 | 8765 | [9 empty] | 3039865
53311-7 | {"/LPF": 1253} | /LPF | 8765 | 8765 | [9 empty] | 3041126
53312-5 | {"/HPF": 23} | /HPF | 8786 | 8786 | [9 empty] | 3040537
53313-3 | {"/LPF": 8} | /LPF | 8765 | 8765 | [9 empty] | 3041967
53314-1 | {"/LPF": 2} | /LPF | 8765 | 8765 | [9 empty] | 3041691
53321-6 | {"/LPF": 269114} | /LPF | 8765 | 8765 | [9 empty] | 3039359
53324-0 | {"HPF": 399} | HPF | 8786 | 8786 | [9 empty] | 3041097
53326-5 | {">=": 2, "1.010": 1, "1.020": 1} | >= | -1 | -1 | SG | [8 empty] | 3039919
53335-6 | {"/LPF": 674, "/HPF": 198} | /LPF | 8765 | 8786 | [9 empty] | 3039874
5334-8 | {"INDEX": 12406, "IU/ML": 1} | INDEX | -1 | 8985 | [9 empty] | 3011564
5335-5 | {"AU/ML": 241} | AU/ML | 8763 | 8763 | [9 empty] | 3011172
53354-7 | {"/HPF": 26} | /HPF | 8786 | 8786 | [9 empty] | 3041966
53357-0 | {"/HPF": 848, "HPF": 80} | /HPF | 8786 | 8786 | [9 empty] | 3039875
53358-8 | {"HPF": 15} | HPF | 8786 | 8786 | [9 empty] | 3041959
53359-6 | {"/LPF": 14} | /LPF | 8765 | 8765 | [9 empty] | 3039883
5336-3 | {} | [12 empty] | 3012306
53471-9 | {"NMOL/ML": 13, "UMOL/L": 11} | NMOL/ML | 8843 | 8843 | [9 empty] | 3042556
5348-8 | {"UNITS": 1} | UNITS | 8510 | 8510 | [9 empty] | 3000049
53525-2 | {} |  |  |  | UAP_cat | [5 empty] | 1 |  | UAP | 3038906
53553-4 | {"(CALC)": 83471, "MMOL/L": 20313} | (CALC) | 8596 | 8596 | [9 empty] | 3039720
53556-7 | {"%": 2} | % | 8554 | 8554 | [9 empty] | 3039172
53568-2 | {} | [12 empty] | 3038629
53573-2 | {"MCG/L": 16} | MCG/L | 8748 | 8748 | [9 empty] | 3040003
53577-3 | {} | [12 empty] | 3038368
5358-7 | {"TITER": 190} | TITER | 8525 | 8525 | [9 empty] | 3033682
53595-5 | {"MG/L": 12} | MG/L | 8751 | 8751 | [9 empty] | 3039719
53612-8 | {"MG/DL": 32} | MG/DL | 8840 | 8840 | [9 empty] | 3050920
53618-5 | {} | [12 empty] | 3050579
53622-7 | {"%": 302, "IU/ML": 16, "% ACTIVITY": 15} | % | 8554 | 8687 | [9 empty] | 3042272
53640-9 | {"MMOL/G CREAT": 2} | MMOL/G CREAT | 9576 | 9576 | [9 empty] | 3040335
53693-8 | {} | [12 empty] | 3039154
5370-2 | {"IU/ML": 1149} | IU/ML | 8985 | 8985 | [9 empty] | 3021236
53709-2 | {"TITER": 31} | TITER | 8525 | 8525 | [9 empty] | 3040039
53717-5 | {"TITER": 31} | TITER | 8525 | 8525 | [9 empty] | 3038593
5372-8 | {"TITER": 176} | TITER | 8525 | 8525 | [9 empty] | 3036571
53731-6 | {"MCG/ML": 1266, "UG/ML": 53} | MCG/ML | 8859 | 8859 | [9 empty] | 3039753
53748-0 | {"SEC": 460} | SEC | 8555 | 8555 | [9 empty] | 3039189
5375-1 | {} | [12 empty] | 3009190
53761-3 | {"%": 116, "PG/UL": 4} | % | 8554 | 44777638 | [9 empty] | 3038346
53763-9 | {"LOG IU/ML": 6148, "LOG10COPY/ML": 3} | LOG IU/ML | 9084 | 8873 | [9 empty] | 3038616
53765-4 | {"PG/ML": 171} | PG/ML | 8845 | 8845 | [9 empty] | 3042222
53774-6 | {"LOG IU/ML": 5743, "LOG": 5555, "LOG CPS/ML": 1171, "LOG10 COPY/ML": 594, "LOG10COPY/ML": 87, "LOG COPIES/ML": 6, "COPIES/100KWBC": 3} | LOG IU/ML | 9084 | 9084 | [9 empty] | 3050637
53778-7 | {"UG/L": 12} | UG/L | 8748 | 8748 | [9 empty] | 3038918
53779-5 | {"UG/L": 12} | UG/L | 8748 | 8748 | [9 empty] | 3042549
5378-5 | {} | [12 empty] | 3015842
53782-9 | {} | [12 empty] | 3042260
53795-1 | {} | [12 empty] | 3042230
53796-9 | {} | [12 empty] | 3038940
53798-5 | {} | [12 empty] | 3050623
5380-1 | {"NG/ML": 7} | NG/ML | 8842 | 8842 | [9 empty] | 3021200
53807-4 | {"U/ML": 53} | U/ML | 8763 | 8763 | [9 empty] | 3051255
53810-8 | {} | [12 empty] | 3040037
53811-6 | {"RATIO": 2} | RATIO | 8523 | 8523 | [9 empty] | 3038939
53813-2 | {"MM": 1688} | MM | 8588 | 8588 | [9 empty] | 3042234
53814-0 | {"MM": 1690} | MM | 8588 | 8588 | [9 empty] | 3039998
53816-5 | {"NG/ML": 5} | NG/ML | 8842 | 8842 | [9 empty] | 3039158
53819-9 | {"U/ML": 994} | U/ML | 8763 | 8763 | [9 empty] | 3038882
53828-0 | {"MCG/L": 4104} | MCG/L | 8748 | 8748 | [9 empty] | 3042505
53829-8 | {"MCG/ML": 2} | MCG/ML | 8859 | 8859 | [9 empty] | 3038357
53831-4 | {} | [12 empty] | 3038926
53835-5 | {"MCG/ML": 4, "UG/ML": 4} | MCG/ML | 8859 | 8859 | [9 empty] | 3039499
5385-0 | {"IU/L": 474, "U/L": 2} | IU/L | 8923 | 8923 | [9 empty] | 3017044
5386-8 | {"OD": 2} | OD | 8589 | 8589 | [9 empty] | 3017559
53865-2 | {} | [12 empty] | 3050899
53879-3 | {} | [12 empty] | 3039187
5388-4 | {"IU/ML": 541} | IU/ML | 8985 | 8985 | [9 empty] | 3006957
53881-9 | {"NG/ML": 2} | NG/ML | 8842 | 8842 | [9 empty] | 3039741
53893-4 | {"UNITS": 42} | UNITS | 8510 | 8510 | [9 empty] | 3039744
5390-0 | {"AU/ML": 824} | AU/ML | 8763 | 8763 | [9 empty] | 3017382
53920-5 | {"NG/ML": 4} | NG/ML | 8842 | 8842 | [9 empty] | 3040331
53922-1 | {"NG/ML": 9} | NG/ML | 8842 | 8842 | [9 empty] | 3038887
53923-9 | {} | [12 empty] | 3039772
53926-2 | {} | [12 empty] | 3038652
5393-4 | {} | [12 empty] | 3004772
53935-3 | {"IU/ML": 342} | IU/ML | 8985 | 8985 | [9 empty] | 3039183
53938-7 | {} | [12 empty] | 3038881
53939-5 | {"ATP NG/ML": 24, "NG/ML ATP": 6, "NG/ML": 5} | ATP NG/ML | 8842 | 8842 | [9 empty] | 3038601
53947-8 | {} | [12 empty] | 3051225
53948-6 | {} | [12 empty] | 3039437
53962-7 | {"NG/ML": 19062} | NG/ML | 8842 | 8842 | [9 empty] | 3039783
53982-5 | {"AI": 1080, "SI": 429, "AU/ML": 362} | AI | 8478 | 8478 | [9 empty] | 3039162
53993-2 | {} | [12 empty] | 3050908
53998-1 | {} | [12 empty] | 3040001
54006-2 | {} | [12 empty] | 3050919
5403-1 | {"IV": 4138, "INDEX": 3656} | IV | 0 | [10 empty] | 3023895
5404-9 | {"ISR": 244, "INDEX": 176} | ISR | 8488 | 8488 | [9 empty] | 3024489
54067-4 | {} | [12 empty] | 3051552
54091-4 | {} | [12 empty] | 3040292
54133-4 | {} | [12 empty] | 3051581
54155-7 | {} | [12 empty] | 40757286
54188-8 | {} | [12 empty] | 40757319
54206-8 | {"LOG IU/ML": 24980, "LOG CPY/ML": 18353, "COPIES/ ML": 7295} | LOG IU/ML | 9084 | 9084 | [9 empty] | 40757337
54210-0 | {} | [12 empty] | 40757341
54218-3 | {} | [12 empty] | 40757349
54238-1 | {"U/L": 2} | U/L | 8645 | 8645 | [9 empty] | 40757369
54247-2 | {} | [12 empty] | 40757378
543-9 | {} | [12 empty] | 3005702
54404-9 | {} | [12 empty] | 40757535
54410-6 | {} | [12 empty] | 40757541
54411-4 | {} | [12 empty] | 40757542
54434-6 | {"NMOL/L": 340} | NMOL/L | 8736 | 8736 | [9 empty] | 40757565
54436-1 | {} | [12 empty] | 40757567
54437-9 | {"%": 2} | % | 8554 | 8554 | [9 empty] | 40757568
54438-7 | {"MG/DL": 5, "%": 1} | MG/DL | 8840 | 8840 | [9 empty] | 40757569
54439-5 | {"%": 1} | % | 8554 | 8554 | [9 empty] | 40757570
54440-3 | {} | [12 empty] | 40757571
54448-6 | {} | [12 empty] | 40757579
54449-4 | {} | [12 empty] | 40757580
54456-9 | {"%": 13557} | % | 8554 | 8554 | [9 empty] | 40757587
547-0 | {} | [12 empty] | 3024740
54905-5 | {} | [12 empty] | 40758035
54906-3 | {} | [12 empty] | 40758036
54918-8 | {"SI": 2} | SI | 0 | [10 empty] | 40758048
55095-4 | {} | [12 empty] | 40758225
55135-8 | {} | [12 empty] | 40758265
55141-6 | {"%": 135} | % | 8554 | 8554 | [9 empty] | 40758271
55147-3 | {"%": 238} | % | 8554 | 8554 | [9 empty] | 40758277
55150-7 | {} | [12 empty] | 40758280
55159-8 | {"UMOL/L": 500} | UMOL/L | 8749 | 8749 | [9 empty] | 40758289
55179-6 | {} | [12 empty] | 40758309
55180-4 | {"PMOL/L": 11} | PMOL/L | 8729 | 8729 | [9 empty] | 40758310
55192-9 | {} | [12 empty] | 40758321
55199-4 | {} | [12 empty] | 40758328
55201-8 | {} | [12 empty] | 40758330
55228-1 | {} | [12 empty] | 40758357
55230-7 | {} | [12 empty] | 40758359
55300-8 | {} | [12 empty] | 40758429
55301-6 | {} | [12 empty] | 40758430
55349-5 | {"NG/ML": 1} | NG/ML | 8842 | 8842 | [9 empty] | 40758478
55461-8 | {"%": 424} | % | 8554 | 8554 | [9 empty] | 4168929
55463-4 | {} | [12 empty] | 40758592
55465-9 | {} | [12 empty] | 40758594
5568-1 | {"%": 48, "G/DL": 24, "MG/DL": 6} | % | 8554 | 8713 | [9 empty] | 3019531
5569-9 | {"%": 1} | % | 8554 | 8554 | [9 empty] | 3019518
5570-7 | {"MG/DL": 5, "%": 1} | MG/DL | 8840 | 8840 | [9 empty] | 3026714
5574-9 | {"UG/L": 143, "MCG/L": 2} | UG/L | 8748 | 8748 | [9 empty] | 3020180
55776-9 | {} | [12 empty] | 40758897
55787-6 | {"%": 4} | % | 8554 | 8554 | [9 empty] | 40758908
55793-4 | {"CELLS/UL": 64} | CELLS/UL | 8784 | 8784 | [9 empty] | 40758914
55805-6 | {"NG/ML": 535} | NG/ML | 8842 | 8842 | [9 empty] | 40758926
5583-0 | {"UG/L": 152, "MCG/L": 61} | UG/L | 8748 | 8748 | [9 empty] | 3000138
5585-5 | {"UG/L": 21, "MCG/L": 1} | UG/L | 8748 | 8748 | [9 empty] | 3001837
5586-3 | {"UG/L": 10} | UG/L | 8748 | 8748 | [9 empty] | 3000566
5587-1 | {"UG/D": 270, "UG/24 HR": 18} | UG/D | 8906 | 8906 | [9 empty] | 3033341
55876-7 | {"UMOL/L": 37} | UMOL/L | 8749 | 8749 | [9 empty] | 40758997
55940-1 | {"NMOL/ML": 13, "UMOL/L": 11} | NMOL/ML | 8843 | 8843 | [9 empty] | 40759061
55942-7 | {"% SATURATION": 3995, "%": 970, "% SAT": 11, "%SAT": 2} | % SATURATION | 8728 | 8554 | METHEM | [8 empty] | 40759063
56030-0 | {} | [12 empty] | 40759151
5609-3 | {"UG/L": 133, "MCG/L": 2} | UG/L | 8748 | 8748 | [9 empty] | 3005008
56119-1 | {} | [12 empty] | 40759240
5612-7 | {"UG/24 HR": 2} | UG/24 HR | 8906 | 8906 | [9 empty] | 3008513
56126-6 | {"UG/G": 48} | UG/G | 8720 | 8720 | [9 empty] | 40759247
56129-0 | {} | [12 empty] | 40759250
56131-6 | {} | [12 empty] | 40759252
56141-5 | {} | [12 empty] | 40759262
56143-1 | {"MMOL/G CREAT": 12} | MMOL/G CREAT | 9576 | 9576 | [9 empty] | 40759264
56150-6 | {"EV": 2} | EV | 9495 | 9495 | [9 empty] | 40759271
56151-4 | {"EV": 2} | EV | 9495 | 9495 | [9 empty] | 40759272
56158-9 | {} | [12 empty] | 40759279
56159-7 | {} | [12 empty] | 40759280
56174-6 | {"MCG/ML": 9} | MCG/ML | 8859 | 8859 | [9 empty] | 40759295
5619-2 | {"MCG/L": 5, "NG/ML": 2} | MCG/L | 8748 | 8748 | [9 empty] | 3025577
562-9 | {} | [12 empty] | 3013566
56200-9 | {"MCG/ML": 2} | MCG/ML | 8859 | 8859 | [9 empty] | 40759321
56202-5 | {"MCG/ML": 1} | MCG/ML | 8859 | 8859 | [9 empty] | 40759323
56204-1 | {"MCG/ML": 1} | MCG/ML | 8859 | 8859 | [9 empty] | 40759325
5622-6 | {"MCG/L": 228, "UG/L": 28} | MCG/L | 8748 | 8748 | [9 empty] | 3008269
56227-2 | {"MCG/ML": 1} | MCG/ML | 8859 | 8859 | [9 empty] | 40759348
56242-1 | {"MCG/ML": 15} | MCG/ML | 8859 | 8859 | [9 empty] | 40759363
5625-9 | {"MCG/L": 177, "NG/ML": 2} | MCG/L | 8748 | 8748 | [9 empty] | 3026470
56266-0 | {"MCG/ML": 7} | MCG/ML | 8859 | 8859 | [9 empty] | 40759387
5627-5 | {"MCG/L": 41, "UG/L": 23} | MCG/L | 8748 | 8748 | [9 empty] | 3028447
56275-1 | {"MCG/ML": 2} | MCG/ML | 8859 | 8859 | [9 empty] | 40759396
5628-3 | {"MCG/L": 35} | MCG/L | 8748 | 8748 | [9 empty] | 3024085
56281-9 | {"MCG/ML": 1} | MCG/ML | 8859 | 8859 | [9 empty] | 40759402
5630-9 | {"MG/L": 4, "UG/ML": 2} | MG/L | 8751 | 8751 | [9 empty] | 3005710
5631-7 | {"UG/DL": 6480, "MCG/DL": 2418, "MG/DL": 7, "UG/ML": 2} | UG/DL | 8837 | 8837 | [9 empty] | 3027126
56315-5 | {"MCG/ML": 5} | MCG/ML | 8859 | 8859 | [9 empty] | 40759436
5632-5 | {"UG/L": 77, "UG/DL": 1} | UG/L | 8748 | 8748 | [9 empty] | 3028506
56326-2 | {"MCG/ML": 1} | MCG/ML | 8859 | 8859 | [9 empty] | 40759447
5633-3 | {"UG/D": 136, "MCG/24 H": 64, "UG/24 HR": 62} | UG/D | 8906 | 8906 | [9 empty] | 3023851
56337-9 | {"MCG/ML": 2} | MCG/ML | 8859 | 8859 | [9 empty] | 40759458
5634-1 | {"MG/L": 9} | MG/L | 8751 | 8751 | [9 empty] | 3024987
56345-2 | {"MCG/ML": 1} | MCG/ML | 8859 | 8859 | [9 empty] | 40759466
56352-8 | {"MCG/ML": 1} | MCG/ML | 8859 | 8859 | [9 empty] | 40759473
56358-5 | {"MCG/ML": 2} | MCG/ML | 8859 | 8859 | [9 empty] | 40759479
56388-2 | {"MCG/ML": 2} | MCG/ML | 8859 | 8859 | [9 empty] | 40759509
5639-0 | {"GM/DL": 6} | GM/DL | 8713 | 8713 | [9 empty] | 3023153
5640-8 | {"MG/DL": 18957, "G/DL(%)": 244, "GM/DL": 203, "G/% (G/DL)": 1} | MG/DL | 8840 | 8713 | [9 empty] | 3025643
56408-8 | {"MCG/ML": 2} | MCG/ML | 8859 | 8859 | [9 empty] | 40759529
56409-6 | {"MCG/ML": 2} | MCG/ML | 8859 | 8859 | [9 empty] | 40759530
5643-2 | {"MG/DL": 491, "GM/DL": 10} | MG/DL | 8840 | 8840 | [9 empty] | 3012920
5644-0 | {"NG/ML": 471, "MG/DL": 7, "%": 2} | NG/ML | 8842 | 8554 | [9 empty] | 3010109
56443-5 | {"MCG/ML": 1} | MCG/ML | 8859 | 8859 | [9 empty] | 40759564
5645-7 | {"MG/DL": 34830, "%": 678, "GM/DL": 14} | MG/DL | 8840 | 8713 | [9 empty] | 3010641
5646-5 | {"MG/DL": 133, "MG/L": 1} | MG/DL | 8840 | 8840 | [9 empty] | 3020475
56469-0 | {"TIMES AVG.": 3} | TIMES AVG. | 8628 | 8628 | [9 empty] | 40759590
56478-1 | {"%": 748, "G/DL": 25} | % | 8554 | 8554 | [9 empty] | 40759599
5649-9 | {"MG/L": 2} | MG/L | 8751 | 8751 | [9 empty] | 3000001
56540-8 | {"IU/ML": 888, "U/ML": 295} | IU/ML | 8985 | 8763 | [9 empty] | 40759660
56634-9 | {} | [12 empty] | 40759753
5667-1 | {"MG/DL": 2} | MG/DL | 8840 | 8840 | [9 empty] | 3035666
5669-7 | {"%": 75, "G/DL": 24, "MG/DL": 1} | % | 8554 | 8554 | [9 empty] | 3009710
5670-5 | {"%": 1} | % | 8554 | 8554 | [9 empty] | 3001006
5671-3 | {"UG/DL": 143, "MCG/DL": 87} | UG/DL | 8837 | 8837 | [9 empty] | 3020331
56718-0 | {"U/ML": 53} | U/ML | 8763 | 8763 | [9 empty] | 40759837
56731-3 | {"SI": 332} | SI | 0 | [10 empty] | 40759850
56744-6 | {"SI": 330} | SI | 0 | [10 empty] | 40759863
56745-3 | {"SI": 330} | SI | 0 | [10 empty] | 40759864
5677-0 | {"UG/D": 270, "UG/24 HR": 2} | UG/D | 8906 | 8906 | [9 empty] | 3014421
56791-7 | {} | [12 empty] | 40759910
56792-5 | {} | [12 empty] | 40759911
5681-2 | {"UG/L": 29, "MCG/L": 22} | UG/L | 8748 | 8748 | [9 empty] | 3020923
5683-8 | {"UG/L": 7, "MCG/L": 2} | UG/L | 8748 | 8748 | [9 empty] | 3014772
5685-3 | {"UG/L": 169, "MCG/L": 74} | UG/L | 8748 | 8748 | [9 empty] | 3016450
56850-1 | {} | [12 empty] | 40759969
5687-9 | {"MCG/L": 7} | MCG/L | 8748 | 8748 | [9 empty] | 3017204
56888-1 | {"S/CO": 14476} | S/CO | 8779 | 8779 | [9 empty] | 40760007
56929-3 | {} | [12 empty] | 40760048
5693-7 | {"%": 176, "MG/DL": 147, "G/DL": 54} | % | 8554 | 8713 | [9 empty] | 3018173
5694-5 | {"%": 1} | % | 8554 | 8554 | [9 empty] | 3004788
5695-2 | {"MG/DL": 2, "%": 1} | MG/DL | 8840 | 8840 | [9 empty] | 3007885
5696-0 | {"MCG/L": 1} | MCG/L | 8748 | 8748 | [9 empty] | 3006790
56961-6 | {"NG/ML": 16} | NG/ML | 8842 | 8842 | [9 empty] | 40760080
57006-9 | {"IV": 1} | IV | 0 | [10 empty] | 40760125
5702-6 | {"MCG/L": 5, "UG/L": 3} | MCG/L | 8748 | 8748 | [9 empty] | 3005784
57093-7 | {"UNITS": 3969} | UNITS | 8510 | 8510 | [9 empty] | 40760212
57132-3 | {} | [12 empty] | 40760251
57181-0 | {"RATIO": 350} | RATIO | 8523 | 8523 | [9 empty] | 40760300
57182-8 | {} | [12 empty] | 40760301
5722-4 | {"MCG/L": 37, "UG/L": 2} | MCG/L | 8748 | 8748 | [9 empty] | 3011306
5723-2 | {"MCG/L": 2} | MCG/L | 8748 | 8748 | [9 empty] | 3014997
5724-0 | {"MCG/L": 86, "UG/L": 31} | MCG/L | 8748 | 8748 | [9 empty] | 3019652
57288-3 | {} | [12 empty] | 40760407
57289-1 | {} | [12 empty] | 40760408
57298-2 | {} | [12 empty] | 40760417
57301-4 | {"NG/ML": 6} | NG/ML | 8842 | 8842 | [9 empty] | 40760420
57302-2 | {"NG/ML": 7} | NG/ML | 8842 | 8842 | [9 empty] | 40760421
57304-8 | {"NG/ML": 13} | NG/ML | 8842 | 8842 | [9 empty] | 40760423
57317-0 | {} | [12 empty] | 40760436
57320-4 | {} | [12 empty] | 40760439
57371-7 | {"NG/ML": 253} | NG/ML | 8842 | 8842 | [9 empty] | 40760485
5738-0 | {"NG/ML": 1} | NG/ML | 8842 | 8842 | [9 empty] | 3035435
57391-5 | {"%": 8756} | % | 8554 | 8554 | [9 empty] | 40760503
57436-8 | {"U/ML": 13} | U/ML | 8763 | 8763 | [9 empty] | 40760548
57462-4 | {"PG/ML": 766, "NMOL/L": 259} | PG/ML | 8845 | 8736 | [9 empty] | 40760574
5761-2 | {"UG/DL": 25, "MG/L": 6} | UG/DL | 8837 | 8837 | [9 empty] | 3015713
5763-8 | {"UG/DL": 10421, "MCG/DL": 4395} | UG/DL | 8837 | 8837 | [9 empty] | 3017394
5765-3 | {"UG/24 HR": 5, "MCG/24HR": 3} | UG/24 HR | 8906 | 8906 | [9 empty] | 3018478
57662-9 | {"UNITS": 387} | UNITS | 8510 | 8510 | [9 empty] | 40760773
5767-9 | {} | [12 empty] | 3007876
5769-5 | {"/HPF": 118517} | /HPF | 8786 | 8786 | [9 empty] | 3025255
57698-3 | {} | [12 empty] | 40760809
5770-3 | {"E.U./DL": 235317, "MG/DL": 27238} | E.U./DL | 8829 | 8840 | BILIRUBIN_TOT_UR_Pres | [8 empty] | 3018834
5771-1 | {"/LPF": 9} | /LPF | 8765 | 8765 | [9 empty] | 3014537
57723-9 | {} | [12 empty] | 40760834
57734-6 | {} | [12 empty] | 40760844
57735-3 | {"MG/DL": 100082, "MG": 1, "E.U/DL": 1, "NEGATIVE": 1, "E.U./DL": 1, "NEG": 1} | MG/DL | 8840 | 8840 | UAP_cat | [5 empty] | 1 |  | UAP | 40760845
57738-7 | {"U/ML": 56} | U/ML | 8763 | 8763 | [9 empty] | 40760848
57747-8 | {} |  |  | 8647 | RBC_UR_V | [8 empty] | 40760857
57749-4 | {} | [12 empty] | 40760859
57760-1 | {} | [12 empty] | 40760870
57761-9 | {"U/ML": 1227, "OD": 2} | U/ML | 8763 | 8763 | [9 empty] | 40760871
57768-4 | {} | [12 empty] | 40760878
57769-2 | {} | [12 empty] | 40760879
57771-8 | {} | [12 empty] | 40760881
5778-6 | {} | [12 empty] | 3027162
57781-7 | {} | [12 empty] | 40760891
57802-1 | {} | [12 empty] | 40760911
57804-7 | {} | [12 empty] | 40760913
5781-0 | {"/HPF": 137} | /HPF | 8786 | 8786 | [9 empty] | 3022683
5782-8 | {} | [12 empty] | 3025590
5783-6 | {} | [12 empty] | 3026978
57836-9 | {"%": 337} | % | 8554 | 8554 | [9 empty] | 40760945
57838-5 | {"SEC": 513} | SEC | 8555 | 8555 | [9 empty] | 40760947
5786-9 | {"/LPF": 6} | /LPF | 8765 | 8765 | [9 empty] | 3024290
57861-7 | {"NG/ML": 630} | NG/ML | 8842 | 8842 | [9 empty] | 40760970
57863-3 | {"NG/ML": 1724} | NG/ML | 8842 | 8842 | [9 empty] | 40760972
57866-6 | {"NG/ML": 1} | NG/ML | 8842 | 8842 | [9 empty] | 40760975
5787-7 | {"/HPF": 26812} | /HPF | 8786 | 8786 | [9 empty] | 3010189
5788-5 | {"/HPF": 9} | /HPF | 8786 | 8786 | [9 empty] | 3010491
57881-5 | {} | [12 empty] | 3965786
57882-3 | {} | [12 empty] | 3966783
57883-1 | {"KU/L": 8} | KU/L | 8810 | 8810 | [9 empty] | 40760992
57884-9 | {"KU/L": 7} | KU/L | 8810 | 8810 | [9 empty] | 40760993
5789-3 | {"/LPF": 2} | /LPF | 8765 | 8765 | [9 empty] | 3015913
57901-1 | {} | [12 empty] | 40761010
5792-7 | {"MG/DL": 1414} | MG/DL | 8840 | 8840 | [9 empty] | 3024629
5793-5 | {"/LPF": 3501} | /LPF | 8765 | 8765 | [9 empty] | 3011483
5794-3 | {} |  |  | 8786 | HGB_UR | [5 empty] | 1 |  | HGBUR | 3011397
57954-0 | {"MCG/ML": 2} | MCG/ML | 8859 | 8859 | [9 empty] | 40761060
5796-8 | {"/LPF": 88364} | /LPF | 8765 | 8765 | [9 empty] | 3022509
57961-5 | {"MCG/ML": 1} | MCG/ML | 8859 | 8859 | [9 empty] | 40761067
5797-6 | {"MG/DL": 1416} | MG/DL | 8840 | 8840 | [9 empty] | 3023539
57980-5 | {} | [12 empty] | 3046654
5799-2 | {"LEU/UL": 95} | LEU/UL | 8784 | 8784 | [9 empty] | 3000348
580-1 | {} | [12 empty] | 3000494
58009-2 | {} | [12 empty] | 40761113
5802-4 | {"MCG/ML": 128} | MCG/ML | 8859 | 8859 | [9 empty] | 3021601
5803-2 | {} |  |  |  | PH_UR | [8 empty] | 3022621
5804-0 | {"MG/DL": 1389} | MG/DL | 8840 | 8840 | [9 empty] | 3005897
5805-7 | {} | [12 empty] | 3000430
5807-3 | {"/LPF": 46} | /LPF | 8765 | 8765 | [9 empty] | 3002587
58087-8 | {} | [12 empty] | 4016649
5809-9 | {} | [12 empty] | 3020029
5810-7 | {} |  |  |  | SG | [8 empty] | 3019150
5811-5 | {} |  |  |  | SG | [8 empty] | 3000330
5813-1 | {} | [12 empty] | 3002253
5819-8 | {"/LPF": 24} | /LPF | 8765 | 8765 | [9 empty] | 3020851
5820-6 | {"/LPF": 103} | /LPF | 8765 | 8765 | [9 empty] | 3002052
5821-4 | {"/HPF": 193693, "HPF": 356} | /HPF | 8786 | 8786 | WBC_UR_SEDIM | [8 empty] | 3035583
5822-2 | {"/HPF": 3902} | /HPF | 8786 | 8786 | [9 empty] | 3037244
5825-5 | {} | [12 empty] | 3021514
5834-7 | {} | [12 empty] | 3016845
58362-5 | {"NG/ML": 688} | NG/ML | 8842 | 8842 | [9 empty] | 40761463
58377-3 | {} | [12 empty] | 40761478
58378-1 | {"NG/ML": 77} | NG/ML | 8842 | 8842 | [9 empty] | 40761479
58379-9 | {"PG/ML": 326} | PG/ML | 8845 | 8845 | [9 empty] | 40761480
5838-8 | {} | [12 empty] | 3004840
58381-5 | {"PG/ML": 41, "NG/ML": 11} | PG/ML | 8845 | 8842 | [9 empty] | 40761482
58383-1 | {"PG/ML": 46, "NG/ML": 14} | PG/ML | 8845 | 8842 | [9 empty] | 40761484
58401-1 | {} | [12 empty] | 40761502
58413-6 | {"%": 965147, "/100 WBC'S": 9096, "/100 WBC": 4259, "/100WBC": 1} | % | 8554 | 9032 | [9 empty] | 40761514
58425-0 | {"NG/ML": 68} | NG/ML | 8842 | 8842 | [9 empty] | 40761526
58428-4 | {} | [12 empty] | 40761529
58429-2 | {"NG/ML": 1} | NG/ML | 8842 | 8842 | [9 empty] | 40761530
58430-0 | {"NG/ML": 5473} | NG/ML | 8842 | 8842 | [9 empty] | 40761531
58436-7 | {} | [12 empty] | 40761537
58442-5 | {} | [12 empty] | 40761543
58448-2 | {"MCG/MIN": 382, "UG/MIN": 17} | MCG/MIN | 8774 | 8909 | MICROALBUMIN_24H_T | [8 empty] | 40761549
58450-8 | {} | [12 empty] | 40761551
58452-4 | {} | [12 empty] | 40761553
5846-1 | {} | [12 empty] | 3006549
58466-4 | {} | [12 empty] | 40761567
58470-6 | {"CELLS/UL": 2} | CELLS/UL | 8784 | 8784 | [9 empty] | 40761570
58472-2 | {"%": 124} | % | 8554 | 8554 | [9 empty] | 40761572
58483-9 | {} | [12 empty] | 40761583
5849-5 | {} | [12 empty] | 3026618
58493-8 | {} | [12 empty] | 40761593
5855-2 | {} | [12 empty] | 3027279
5858-6 | {} | [12 empty] | 3023965
5859-4 | {} | [12 empty] | 3010254
586-8 | {} | [12 empty] | 3036000
5863-6 | {} | [12 empty] | 3024400
5867-7 | {} | [12 empty] | 3013704
587-6 | {} | [12 empty] | 3036814
58709-7 | {"UNITS": 748} | UNITS | 8510 | 8510 | [9 empty] | 40761803
58710-5 | {"UNITS": 556} | UNITS | 8510 | 8510 | [9 empty] | 40761804
58714-7 | {"MCG/ML": 9663} | MCG/ML | 8859 | 8859 | [9 empty] | 40761808
58722-0 | {} | [12 empty] | 40761816
58755-0 | {} | [12 empty] | 40761849
5877-6 | {} | [12 empty] | 3005444
58777-4 | {"KU/L": 108} | KU/L | 8810 | 8810 | [9 empty] | 40761871
58778-2 | {"KU/L": 108} | KU/L | 8810 | 8810 | [9 empty] | 40761872
58779-0 | {"KU/L": 108} | KU/L | 8810 | 8810 | [9 empty] | 40761873
58791-5 | {"TITER": 121} | TITER | 8525 | 8525 | [9 empty] | 40761885
58792-3 | {"TITER": 121} | TITER | 8525 | 8525 | [9 empty] | 40761886
5880-0 | {} | [12 empty] | 3014352
5882-6 | {} | [12 empty] | 3021006
5892-5 | {"%": 136} | % | 8554 | 8554 | [9 empty] | 3002346
58931-7 | {} | [12 empty] | 40762024
5902-2 | {"SECONDS": 470927, "SEC": 82791, "SECS.": 143, "SECS": 55, "SEC.": 1, "0": 1} | SECONDS | 8555 | 8555 | [9 empty] | 3034426
59020-8 | {} | [12 empty] | 40762113
59021-6 | {} | [12 empty] | 40762114
59022-4 | {} | [12 empty] | 40762115
59026-5 | {"SI": 429} | SI | 0 | [10 empty] | 40762119
5905-5 | {"%": 2991915, "10*3/UL": 1} | % | 8554 | 8554 | Monocytes_per | [8 empty] | 3011948
59050-5 | {} | [12 empty] | 40762143
59052-1 | {} | [12 empty] | 40762145
59063-8 | {} | [12 empty] | 40762156
5912-1 | {} | [12 empty] | 3017761
59191-7 | {"MMOL/MOL CREAT": 9} | MMOL/MOL CREAT | 9019 | 9019 | [9 empty] | 40762282
59263-4 | {} | [12 empty] | 40762354
59264-2 | {} | [12 empty] | 40762355
59266-7 | {} | [12 empty] | 40762357
59267-5 | {} | [12 empty] | 40762358
59297-2 | {"MCG/ML": 97, "UG/ML": 45} | MCG/ML | 8859 | 8859 | [9 empty] | 40762388
593-4 | {} | [12 empty] | 3037692
5932-9 | {} | [12 empty] | 3027074
59323-6 | {"MCG/ML": 17, "UG/ML": 15} | MCG/ML | 8859 | 8859 | [9 empty] | 40762414
59349-1 | {"NG/ML": 24} | NG/ML | 8842 | 8842 | [9 empty] | 40762440
59350-9 | {"NG/ML": 25} | NG/ML | 8842 | 8842 | [9 empty] | 40762441
59351-7 | {"NG/ML": 15} | NG/ML | 8842 | 8842 | [9 empty] | 40762442
59377-2 | {"MMOL/MOL CREAT": 13} | MMOL/MOL CREAT | 9019 | 9019 | [9 empty] | 40762468
59387-1 | {"IV": 316} | IV | 0 | [10 empty] | 40762478
59394-7 | {"UNITS": 48} | UNITS | 8510 | 8510 | [9 empty] | 40762485
59408-5 | {"%": 6} | % | 8554 | 8554 | [9 empty] | 40762499
59419-2 | {"COPIES/ML": 1} | COPIES/ML | 8799 | 8799 | [9 empty] | 40762510
59420-0 | {} | [12 empty] | 40762511
5946-9 | {"SEC": 365, "SECONDS": 353, "SEC.": 4} | SEC | 8555 | 8555 | [9 empty] | 3010589
59462-2 | {} | [12 empty] | 40762525
59464-8 | {} | [12 empty] | 40762527
59465-5 | {} | [12 empty] | 40762528
59579-3 | {"TITER": 121} | TITER | 8525 | 8525 | [9 empty] | 40762641
59580-1 | {"TITER": 121} | TITER | 8525 | 8525 | [9 empty] | 40762642
59581-9 | {"TITER": 121} | TITER | 8525 | 8525 | [9 empty] | 40762643
59582-7 | {"TITER": 121} | TITER | 8525 | 8525 | [9 empty] | 40762644
59583-5 | {"TITER": 121} | TITER | 8525 | 8525 | [9 empty] | 40762645
59584-3 | {"TITER": 121} | TITER | 8525 | 8525 | [9 empty] | 40762646
59589-2 | {"NG/ML": 1793} | NG/ML | 8842 | 8842 | [9 empty] | 40762651
5959-2 | {"SECONDS": 334, "SEC": 76, "SEC.": 2} | SECONDS | 8555 | 8555 | [9 empty] | 3000748
59590-0 | {"NG/ML": 43} | NG/ML | 8842 | 8842 | [9 empty] | 40762652
59595-9 | {"NG/ML": 21} | NG/ML | 8842 | 8842 | [9 empty] | 40762657
59611-4 | {"NG/ML": 5} | NG/ML | 8842 | 8842 | [9 empty] | 40762673
59615-5 | {"NG/ML": 114} | NG/ML | 8842 | 8842 | [9 empty] | 40762677
59616-3 | {} | [12 empty] | 40762678
59622-1 | {"NG/ML": 4} | NG/ML | 8842 | 8842 | [9 empty] | 40762684
5964-2 | {"SECONDS": 648312, "SEC": 51512, "SEC.": 4175, "S": 27} | SECONDS | 8555 | 8555 | [9 empty] | 3002417
59640-3 | {"NG/ML": 26} | NG/ML | 8842 | 8842 | [9 empty] | 40762702
59644-5 | {} | [12 empty] | 40762706
59646-0 | {"NG/ML": 539} | NG/ML | 8842 | 8842 | [9 empty] | 40762708
5965-9 | {"%": 14} | % | 8554 | 8554 | [9 empty] | 3001255
59673-4 | {"NG/ML": 1} | NG/ML | 8842 | 8842 | [9 empty] | 40762735
59680-9 | {"NG/ML": 7} | NG/ML | 8842 | 8842 | [9 empty] | 40762742
5970-9 | {"%": 117} | % | 8554 | 8554 | [9 empty] | 3002535
59703-9 | {"NG/ML": 5} | NG/ML | 8842 | 8842 | [9 empty] | 40762764
59705-4 | {"NG/ML": 40} | NG/ML | 8842 | 8842 | [9 empty] | 40762766
59711-2 | {"NG/ML": 5} | NG/ML | 8842 | 8842 | [9 empty] | 40762772
59721-1 | {"NG/ML": 5} | NG/ML | 8842 | 8842 | [9 empty] | 40762782
59730-2 | {"NG/ML": 13} | NG/ML | 8842 | 8842 | [9 empty] | 40762791
59734-4 | {"NG/ML": 24} | NG/ML | 8842 | 8842 | [9 empty] | 40762795
5975-8 | {"IU/ML": 25} | IU/ML | 8985 | 8985 | [9 empty] | 3036774
59750-0 | {"NG/ML": 5} | NG/ML | 8842 | 8842 | [9 empty] | 40762811
59762-5 | {"NG/ML": 5} | NG/ML | 8842 | 8842 | [9 empty] | 40762823
59821-9 | {"UMOL/MOL CRT": 45, "UG/L": 10} | UMOL/MOL CRT | 9675 | 9675 | [9 empty] | 40762882
59835-9 | {"PG/ML": 1} | PG/ML | 8845 | 8845 | [9 empty] | 40762896
59837-5 | {"NG/ML": 4} | NG/ML | 8842 | 8842 | [9 empty] | 40762898
5992-3 | {"%": 676} | % | 8554 | 8554 | [9 empty] | 3017055
600-7 | {} | [12 empty] | 3023368
60017-1 | {"U/L": 1279} | U/L | 8645 | 8645 | [9 empty] | 40763077
6007-9 | {"%": 1057} | % | 8554 | 8554 | [9 empty] | 3020665
6009-5 | {"%": 6} | % | 8554 | 8554 | [9 empty] | 3036874
601-5 | {} | [12 empty] | 3009171
6013-7 | {} | [12 empty] | 3023693
6014-5 | {"%": 1423, "% NORMAL": 132} | % | 8554 | 8648 | [9 empty] | 3037533
6015-2 | {"KU/L": 1} | KU/L | 8810 | 8810 | [9 empty] | 3037831
6019-4 | {"KU/L": 901} | KU/L | 8810 | 8810 | [9 empty] | 3016031
602-3 | {} | [12 empty] | 3014398
6020-2 | {"KU/L": 4467} | KU/L | 8810 | 8810 | [9 empty] | 3038205
6021-0 | {"KU/L": 18} | KU/L | 8810 | 8810 | [9 empty] | 3033893
6022-8 | {"KU/L": 3} | KU/L | 8810 | 8810 | [9 empty] | 3034417
6025-1 | {"KU/L": 4400} | KU/L | 8810 | 8810 | [9 empty] | 3011951
60255-7 | {} | [12 empty] | 40763310
60256-5 | {} | [12 empty] | 40763311
60279-7 | {} | [12 empty] | 40763334
6029-3 | {"KU/L": 8} | KU/L | 8810 | 8810 | [9 empty] | 3018765
60293-8 | {"NG/ML": 33} | NG/ML | 8842 | 8842 | [9 empty] | 40763348
6032-7 | {"KU/L": 73} | KU/L | 8810 | 8810 | [9 empty] | 3018050
6033-5 | {"KU/L": 19} | KU/L | 8810 | 8810 | [9 empty] | 3018669
6034-3 | {"KU/L": 4329} | KU/L | 8810 | 8810 | [9 empty] | 3014309
60347-2 | {"%": 985} | % | 8554 | 8554 | [9 empty] | 40763402
60349-8 | {"MCG/ML": 1} | MCG/ML | 8859 | 8859 | [9 empty] | 40763404
6035-0 | {"KU/L": 18} | KU/L | 8810 | 8810 | [9 empty] | 3014829
60352-2 | {"MCG/ML": 11} | MCG/ML | 8859 | 8859 | [9 empty] | 40763407
60368-8 | {"MCG/ML": 1} | MCG/ML | 8859 | 8859 | [9 empty] | 40763423
6037-6 | {"KU/L": 17} | KU/L | 8810 | 8810 | [9 empty] | 3007700
60376-1 | {"MCG/ML": 2} | MCG/ML | 8859 | 8859 | [9 empty] | 40763431
6038-4 | {"KU/L": 10} | KU/L | 8810 | 8810 | [9 empty] | 3006606
6039-2 | {"KU/L": 838} | KU/L | 8810 | 8810 | [9 empty] | 3023006
6041-8 | {"KU/L": 3914} | KU/L | 8810 | 8810 | [9 empty] | 3015731
60415-7 | {} | [12 empty] | 40763470
6042-6 | {"KU/L": 54} | KU/L | 8810 | 8810 | [9 empty] | 3008708
6045-9 | {"KU/L": 15} | KU/L | 8810 | 8810 | [9 empty] | 3006013
60465-2 | {"UG/ML": 4} | UG/ML | 8859 | 8859 | [9 empty] | 40763519
60466-0 | {"UG/ML": 4} | UG/ML | 8859 | 8859 | [9 empty] | 40763520
60467-8 | {"NG/ML": 2469} | NG/ML | 8842 | 8842 | [9 empty] | 40763521
60468-6 | {"UG/ML": 2} | UG/ML | 8859 | 8859 | [9 empty] | 40763522
60474-4 | {"10*6/MM3": 11722, "10": 2} | 10*6/MM3 | 8931 | 8848 | [9 empty] | 40763528
6048-3 | {"KU/L": 6} | KU/L | 8810 | 8810 | [9 empty] | 3028398
6050-9 | {"KU/L": 76} | KU/L | 8810 | 8810 | [9 empty] | 3007315
6052-5 | {"KU/L": 7} | KU/L | 8810 | 8810 | [9 empty] | 3027081
60520-4 | {"%": 8167} | % | 8554 | 8554 | [9 empty] | 40763574
6054-1 | {"KU/L": 10} | KU/L | 8810 | 8810 | [9 empty] | 3023864
60554-3 | {} | [12 empty] | 40763608
6056-6 | {"KU/L": 1} | KU/L | 8810 | 8810 | [9 empty] | 3011228
60570-9 | {} | [12 empty] | 40763624
6059-0 | {"KU/L": 49} | KU/L | 8810 | 8810 | [9 empty] | 3013766
606-4 | {} | [12 empty] | 3016914
6061-6 | {"KU/L": 4} | KU/L | 8810 | 8810 | [9 empty] | 3025296
6062-4 | {"KU/L": 70} | KU/L | 8810 | 8810 | [9 empty] | 3011897
6063-2 | {"KU/L": 1} | KU/L | 8810 | 8810 | [9 empty] | 3026737
6065-7 | {"KU/L": 2} | KU/L | 8810 | 8810 | [9 empty] | 3009754
6066-5 | {"KU/L": 2} | KU/L | 8810 | 8810 | [9 empty] | 3010594
6067-3 | {"KU/L": 1} | KU/L | 8810 | 8810 | [9 empty] | 3020199
60676-4 | {"NG/ML": 82} | NG/ML | 8842 | 8842 | [9 empty] | 40763730
60677-2 | {"NG/ML": 1975} | NG/ML | 8842 | 8842 | [9 empty] | 40763731
60678-0 | {} | [12 empty] | 40763732
6068-1 | {"KU/L": 5} | KU/L | 8810 | 8810 | [9 empty] | 3020113
60680-6 | {"MCG/DL": 5} | MCG/DL | 8837 | 8837 | [9 empty] | 40763733
60681-4 | {"MCG/DL": 5} | MCG/DL | 8837 | 8837 | [9 empty] | 40763734
6070-7 | {"KU/L": 16} | KU/L | 8810 | 8810 | [9 empty] | 3013292
6071-5 | {"KU/L": 20} | KU/L | 8810 | 8810 | [9 empty] | 3010422
6073-1 | {"KU/L": 2} | KU/L | 8810 | 8810 | [9 empty] | 3021088
6075-6 | {"KU/L": 3223} | KU/L | 8810 | 8810 | [9 empty] | 3005136
6076-4 | {"KU/L": 879} | KU/L | 8810 | 8810 | [9 empty] | 3000150
6077-2 | {"KU/L": 10} | KU/L | 8810 | 8810 | [9 empty] | 3003022
6078-0 | {"KU/L": 3863} | KU/L | 8810 | 8810 | [9 empty] | 3001915
608-0 | {} | [12 empty] | 3007234
6080-6 | {"KU/L": 13} | KU/L | 8810 | 8810 | [9 empty] | 3021959
6081-4 | {"KU/L": 26} | KU/L | 8810 | 8810 | [9 empty] | 3005398
6082-2 | {"KU/L": 1569} | KU/L | 8810 | 8810 | [9 empty] | 3000876
6085-5 | {"KU/L": 3946} | KU/L | 8810 | 8810 | [9 empty] | 3001247
6087-1 | {"KU/L": 711} | KU/L | 8810 | 8810 | [9 empty] | 3034806
609-8 | {} | [12 empty] | 3006119
6090-5 | {"KU/L": 37} | KU/L | 8810 | 8810 | [9 empty] | 3002527
6091-3 | {"KU/L": 14} | KU/L | 8810 | 8810 | [9 empty] | 3001448
6092-1 | {"KU/L": 216} | KU/L | 8810 | 8810 | [9 empty] | 3019994
6093-9 | {"KU/L": 4} | KU/L | 8810 | 8810 | [9 empty] | 3035728
6094-7 | {"KU/L": 4} | KU/L | 8810 | 8810 | [9 empty] | 3036256
6095-4 | {"KU/L": 4713} | KU/L | 8810 | 8810 | [9 empty] | 3036780
6096-2 | {"KU/L": 4412} | KU/L | 8810 | 8810 | [9 empty] | 3023351
6098-8 | {"KU/L": 4640} | KU/L | 8810 | 8810 | [9 empty] | 3014133
6099-6 | {"KU/L": 77} | KU/L | 8810 | 8810 | [9 empty] | 3008136
610-6 | {} | [12 empty] | 3016114
6100-2 | {"KU/L": 2} | KU/L | 8810 | 8810 | [9 empty] | 3035380
6103-6 | {"KU/L": 1} | KU/L | 8810 | 8810 | [9 empty] | 3012840
61031-1 | {"NG/ML": 356} | NG/ML | 8842 | 8842 | [9 empty] | 40763795
61037-8 | {"NG/ML": 613} | NG/ML | 8842 | 8842 | [9 empty] | 40763801
61038-6 | {"NG/ML": 567} | NG/ML | 8842 | 8842 | [9 empty] | 40763802
61039-4 | {"NG/ML": 67} | NG/ML | 8842 | 8842 | [9 empty] | 40763803
61046-9 | {"NG/ML": 7} | NG/ML | 8842 | 8842 | [9 empty] | 40763810
61049-3 | {"NG/ML": 2} | NG/ML | 8842 | 8842 | [9 empty] | 40763813
61051-9 | {"NG/ML": 869} | NG/ML | 8842 | 8842 | [9 empty] | 40763815
61055-0 | {"NG/ML": 1004} | NG/ML | 8842 | 8842 | [9 empty] | 40763819
6106-9 | {"KU/L": 1651} | KU/L | 8810 | 8810 | [9 empty] | 3014599
6107-7 | {"KU/L": 25} | KU/L | 8810 | 8810 | [9 empty] | 3015123
61074-1 | {"NG/ML": 6} | NG/ML | 8842 | 8842 | [9 empty] | 40763836
6109-3 | {"KU/L": 3009} | KU/L | 8810 | 8810 | [9 empty] | 3007757
611-4 | {} | [12 empty] | 3016727
6110-1 | {"KU/L": 193} | KU/L | 8810 | 8810 | [9 empty] | 3014126
6111-9 | {"KU/L": 7} | KU/L | 8810 | 8810 | [9 empty] | 3008955
61121-0 | {"%": 3} | % | 8554 | 8554 | [9 empty] | 40763882
61122-8 | {"CELLS/UL": 3} | CELLS/UL | 8784 | 8784 | [9 empty] | 40763883
61128-5 | {} | [12 empty] | 40763889
6113-5 | {"KU/L": 5} | KU/L | 8810 | 8810 | [9 empty] | 3015802
6115-0 | {"KU/L": 1} | KU/L | 8810 | 8810 | [9 empty] | 3008228
61151-7 | {"G/DL": 120233} | G/DL | 8713 | 8713 | ALBUMIN |  |  | 0.6 | 6 |  |  | 1 | serum_albumin | 40763912
61152-5 | {"G/DL": 19477} | G/DL | 8713 | 8713 | [9 empty] | 40763913
6117-6 | {"KU/L": 25} | KU/L | 8810 | 8810 | [9 empty] | 3006078
61177-2 | {} | [12 empty] | 40763938
6118-4 | {"KU/L": 1} | KU/L | 8810 | 8810 | [9 empty] | 3026479
61199-6 | {} | [12 empty] | 40763960
6121-8 | {"KU/L": 6} | KU/L | 8810 | 8810 | [9 empty] | 3004141
6122-6 | {"KU/L": 11} | KU/L | 8810 | 8810 | [9 empty] | 3006840
6124-2 | {"KU/L": 4} | KU/L | 8810 | 8810 | [9 empty] | 3027383
6125-9 | {"KU/L": 14} | KU/L | 8810 | 8810 | [9 empty] | 3028520
6127-5 | {"KU/L": 2} | KU/L | 8810 | 8810 | [9 empty] | 3024994
6128-3 | {"KU/L": 1} | KU/L | 8810 | 8810 | [9 empty] | 3011526
6129-1 | {"KU/L": 15} | KU/L | 8810 | 8810 | [9 empty] | 3011197
6131-7 | {"KU/L": 5} | KU/L | 8810 | 8810 | [9 empty] | 3024534
6132-5 | {"KU/L": 1} | KU/L | 8810 | 8810 | [9 empty] | 3025064
6134-1 | {"KU/L": 2} | KU/L | 8810 | 8810 | [9 empty] | 3012138
6136-6 | {"KU/L": 860} | KU/L | 8810 | 8810 | [9 empty] | 3012932
61367-9 | {} | [12 empty] | 40764128
6137-4 | {"KU/L": 2} | KU/L | 8810 | 8810 | [9 empty] | 3010054
61372-9 | {} | [12 empty] | 40764133
61373-7 | {} | [12 empty] | 40764134
6138-2 | {"KU/L": 7} | KU/L | 8810 | 8810 | [9 empty] | 3010653
61404-0 | {} | [12 empty] | 40764165
61406-5 | {} | [12 empty] | 40764167
6141-6 | {"KU/L": 2} | KU/L | 8810 | 8810 | [9 empty] | 3027932
61421-4 | {"NG/ML": 1} | NG/ML | 8842 | 8842 | [9 empty] | 40764182
61422-2 | {"NG/ML": 4221} | NG/ML | 8842 | 8842 | [9 empty] | 40764183
61424-8 | {"NG/ML": 1} | NG/ML | 8842 | 8842 | [9 empty] | 40764185
61425-5 | {"NG/ML": 2151, "NG/MG CREAT": 1} | NG/ML | 8842 | 8842 | [9 empty] | 40764186
6143-2 | {"KU/L": 18} | KU/L | 8810 | 8810 | [9 empty] | 3010726
61430-5 | {"U/ML": 351} | U/ML | 8763 | 8763 | [9 empty] | 40764191
6144-0 | {"KU/L": 1} | KU/L | 8810 | 8810 | [9 empty] | 3014947
6152-3 | {"KU/L": 225} | KU/L | 8810 | 8810 | [9 empty] | 3022260
6153-1 | {"KU/L": 128} | KU/L | 8810 | 8810 | [9 empty] | 3005235
6154-9 | {"KU/L": 7} | KU/L | 8810 | 8810 | [9 empty] | 3000936
6155-6 | {"KU/L": 22} | KU/L | 8810 | 8810 | [9 empty] | 3003576
6156-4 | {"KU/L": 162} | KU/L | 8810 | 8810 | [9 empty] | 3002479
6158-0 | {"KU/L": 58} | KU/L | 8810 | 8810 | [9 empty] | 3019406
6159-8 | {"KU/L": 2} | KU/L | 8810 | 8810 | [9 empty] | 3035153
6160-6 | {"KU/L": 1} | KU/L | 8810 | 8810 | [9 empty] | 3000510
6161-4 | {"KU/L": 3} | KU/L | 8810 | 8810 | [9 empty] | 3003765
6164-8 | {"KU/L": 699} | KU/L | 8810 | 8810 | [9 empty] | 3020344
6165-5 | {"KU/L": 211} | KU/L | 8810 | 8810 | [9 empty] | 3036031
6166-3 | {"KU/L": 2} | KU/L | 8810 | 8810 | [9 empty] | 3036545
6167-1 | {"KU/L": 18} | KU/L | 8810 | 8810 | [9 empty] | 3037381
6169-7 | {"KU/L": 2} | KU/L | 8810 | 8810 | [9 empty] | 3009208
6173-9 | {"KU/L": 4} | KU/L | 8810 | 8810 | [9 empty] | 3037117
6174-7 | {"KU/L": 982} | KU/L | 8810 | 8810 | [9 empty] | 3020874
6177-0 | {"KU/L": 7} | KU/L | 8810 | 8810 | [9 empty] | 3009165
6178-8 | {"KU/L": 3766} | KU/L | 8810 | 8810 | [9 empty] | 3016459
6179-6 | {"KU/L": 703} | KU/L | 8810 | 8810 | [9 empty] | 3016997
6180-4 | {"KU/L": 4} | KU/L | 8810 | 8810 | [9 empty] | 3021827
6181-2 | {"KU/L": 2657} | KU/L | 8810 | 8810 | [9 empty] | 3012711
6182-0 | {"KU/L": 282} | KU/L | 8810 | 8810 | [9 empty] | 3015982
6183-8 | {"KU/L": 184} | KU/L | 8810 | 8810 | [9 empty] | 3008401
6185-3 | {"KU/L": 2} | KU/L | 8810 | 8810 | [9 empty] | 3017894
6186-1 | {"KU/L": 3569} | KU/L | 8810 | 8810 | [9 empty] | 3018194
6188-7 | {"KU/L": 3} | KU/L | 8810 | 8810 | [9 empty] | 3007893
6189-5 | {"KU/L": 3210} | KU/L | 8810 | 8810 | [9 empty] | 3006734
6190-3 | {"KU/L": 24} | KU/L | 8810 | 8810 | [9 empty] | 3018001
6192-9 | {"KU/L": 5} | KU/L | 8810 | 8810 | [9 empty] | 3014480
6193-7 | {"KU/L": 10} | KU/L | 8810 | 8810 | [9 empty] | 3004977
6194-5 | {"KU/L": 9} | KU/L | 8810 | 8810 | [9 empty] | 3007456
6195-2 | {"KU/L": 4} | KU/L | 8810 | 8810 | [9 empty] | 3006304
6198-6 | {"KU/L": 44} | KU/L | 8810 | 8810 | [9 empty] | 3026046
6200-0 | {"KU/L": 1} | KU/L | 8810 | 8810 | [9 empty] | 3007887
6203-4 | {"KU/L": 3} | KU/L | 8810 | 8810 | [9 empty] | 3024842
6204-2 | {"KU/L": 2} | KU/L | 8810 | 8810 | [9 empty] | 3025365
6205-9 | {"KU/L": 5} | KU/L | 8810 | 8810 | [9 empty] | 3025966
6206-7 | {"KU/L": 2148} | KU/L | 8810 | 8810 | [9 empty] | 3012494
6207-5 | {"KU/L": 3} | KU/L | 8810 | 8810 | [9 empty] | 3027020
6208-3 | {"KU/L": 107} | KU/L | 8810 | 8810 | [9 empty] | 3013226
6209-1 | {"KU/L": 3533} | KU/L | 8810 | 8810 | [9 empty] | 3010354
6210-9 | {"KU/L": 3} | KU/L | 8810 | 8810 | [9 empty] | 3026029
6212-5 | {"KU/L": 4555} | KU/L | 8810 | 8810 | [9 empty] | 3013101
6214-1 | {"KU/L": 1} | KU/L | 8810 | 8810 | [9 empty] | 3013902
6216-6 | {"KU/L": 663} | KU/L | 8810 | 8810 | [9 empty] | 3015007
6217-4 | {"KU/L": 13} | KU/L | 8810 | 8810 | [9 empty] | 3019658
6218-2 | {"KU/L": 26} | KU/L | 8810 | 8810 | [9 empty] | 3021661
6219-0 | {"KU/L": 815} | KU/L | 8810 | 8810 | [9 empty] | 3005333
6220-8 | {"KU/L": 6} | KU/L | 8810 | 8810 | [9 empty] | 3009883
6222-4 | {"KU/L": 1} | KU/L | 8810 | 8810 | [9 empty] | 3015627
6223-2 | {"KU/L": 5} | KU/L | 8810 | 8810 | [9 empty] | 3021546
62237-3 | {} | [12 empty] | 36305201
62238-1 | {"ML/MIN/1.73 M2": 11924, "ML/MIN/1.73": 11201, "ML/MIN": 10, "ML/MN/1.73M2": 8} | ML/MIN/1.73 M2 | 9117 | 9117 | [9 empty] | 40764999
6224-0 | {"KU/L": 4} | KU/L | 8810 | 8810 | [9 empty] | 3022569
6225-7 | {"KU/L": 1} | KU/L | 8810 | 8810 | [9 empty] | 3005841
62253-0 | {"NM": 38} | NM | 9607 | 9607 | [9 empty] | 40765014
62254-8 | {"NM": 38} | NM | 9607 | 9607 | [9 empty] | 40765015
62255-5 | {} | [12 empty] | 40765016
6226-5 | {"KU/L": 2} | KU/L | 8810 | 8810 | [9 empty] | 3000997
62261-3 | {} | [12 empty] | 40765022
6228-1 | {"KU/L": 1} | KU/L | 8810 | 8810 | [9 empty] | 3002463
6229-9 | {"KU/L": 3} | KU/L | 8810 | 8810 | [9 empty] | 3001378
62290-2 | {"PG/ML": 2007} | PG/ML | 8845 | 8845 | [9 empty] | 40765038
62291-0 | {"NG/ML": 26104, "PG/ML": 3084} | NG/ML | 8842 | 8845 | [9 empty] | 40765039
62292-8 | {"NG/ML": 17653, "PG/ML": 1546} | NG/ML | 8842 | 8845 | [9 empty] | 40765040
623-9 | {} | [12 empty] | 3024572
6230-7 | {"KU/L": 6} | KU/L | 8810 | 8810 | [9 empty] | 3023235
6232-3 | {"KU/L": 2} | KU/L | 8810 | 8810 | [9 empty] | 3000278
6233-1 | {"KU/L": 75} | KU/L | 8810 | 8810 | [9 empty] | 3003842
6234-9 | {"KU/L": 8} | KU/L | 8810 | 8810 | [9 empty] | 3002187
62356-1 | {} | [12 empty] | 40765097
62357-9 | {} | [12 empty] | 40765098
62358-7 | {} | [12 empty] | 40765099
6236-4 | {"KU/L": 1} | KU/L | 8810 | 8810 | [9 empty] | 3021262
62360-3 | {} | [12 empty] | 40765101
62361-1 | {} | [12 empty] | 40765102
62364-5 | {} | [12 empty] | 40765105
62365-2 | {} | [12 empty] | 40765106
62366-0 | {} | [12 empty] | 40765107
6237-2 | {"KU/L": 825} | KU/L | 8810 | 8810 | [9 empty] | 3036312
62385-0 | {} | [12 empty] | 40765126
6239-8 | {"KU/L": 1} | KU/L | 8810 | 8810 | [9 empty] | 3036834
6242-2 | {"KU/L": 1506} | KU/L | 8810 | 8810 | [9 empty] | 3020934
62427-0 | {} | [12 empty] | 40765164
6243-0 | {"KU/L": 1} | KU/L | 8810 | 8810 | [9 empty] | 3036960
6244-8 | {"KU/L": 3763} | KU/L | 8810 | 8810 | [9 empty] | 3037475
62455-1 | {} | [12 empty] | 40765192
62457-7 | {} | [12 empty] | 40765194
6246-3 | {"KU/L": 1794} | KU/L | 8810 | 8810 | [9 empty] | 3021226
62460-1 | {} | [12 empty] | 40765197
62461-9 | {} | [12 empty] | 40765198
62467-6 | {"INDEX": 122} | INDEX | -1 | -1 | [9 empty] | 40765204
62478-3 | {} | [12 empty] | 40765215
62479-1 | {} | [12 empty] | 40765216
6248-9 | {"KU/L": 1648} | KU/L | 8810 | 8810 | [9 empty] | 3015076
62487-4 | {"E.U./DL": 77421, "MG/DL": 16} | E.U./DL | 8829 | 8829 | [9 empty] | 40765224
62488-2 | {} | [12 empty] | 40765225
625-4 | {} | [12 empty] | 3025941
6250-5 | {} | [12 empty] | 3033535
6252-1 | {"KU/L": 183} | KU/L | 8810 | 8810 | [9 empty] | 3021839
6257-0 | {"KU/L": 13} | KU/L | 8810 | 8810 | [9 empty] | 3017958
6258-8 | {"KU/L": 5} | KU/L | 8810 | 8810 | [9 empty] | 3018487
6259-6 | {"KU/L": 1} | KU/L | 8810 | 8810 | [9 empty] | 3004858
626-2 | {} | [12 empty] | 3012475
6260-4 | {"KU/L": 109} | KU/L | 8810 | 8810 | [9 empty] | 3012262
6263-8 | {"KU/L": 138} | KU/L | 8810 | 8810 | [9 empty] | 3018849
6265-3 | {"KU/L": 3791} | KU/L | 8810 | 8810 | [9 empty] | 3003888
6266-1 | {"KU/L": 29} | KU/L | 8810 | 8810 | [9 empty] | 3007518
6268-7 | {"KU/L": 13} | KU/L | 8810 | 8810 | [9 empty] | 3022959
6270-3 | {"KU/L": 815} | KU/L | 8810 | 8810 | [9 empty] | 3015142
6271-1 | {"KU/L": 31} | KU/L | 8810 | 8810 | [9 empty] | 3008901
6273-7 | {"KU/L": 1599} | KU/L | 8810 | 8810 | [9 empty] | 3006451
6274-5 | {"KU/L": 2} | KU/L | 8810 | 8810 | [9 empty] | 3023289
6275-2 | {"KU/L": 1} | KU/L | 8810 | 8810 | [9 empty] | 3025554
6276-0 | {"KU/L": 1658} | KU/L | 8810 | 8810 | [9 empty] | 3027231
6277-8 | {"KU/L": 3} | KU/L | 8810 | 8810 | [9 empty] | 3027827
6278-6 | {"KU/L": 15} | KU/L | 8810 | 8810 | [9 empty] | 3028352
6279-4 | {"KU/L": 6} | KU/L | 8810 | 8810 | [9 empty] | 3028591
6280-2 | {"KU/L": 39} | KU/L | 8810 | 8810 | [9 empty] | 3006101
6281-0 | {"KU/L": 196} | KU/L | 8810 | 8810 | [9 empty] | 3026212
6282-8 | {"KU/L": 9} | KU/L | 8810 | 8810 | [9 empty] | 3027873
6285-1 | {"KU/L": 5} | KU/L | 8810 | 8810 | [9 empty] | 3024593
6286-9 | {"KU/L": 2} | KU/L | 8810 | 8810 | [9 empty] | 3011492
6287-7 | {"KU/L": 9} | KU/L | 8810 | 8810 | [9 empty] | 3011407
6288-5 | {"KU/L": 38} | KU/L | 8810 | 8810 | [9 empty] | 3014033
62947-7 | {} | [12 empty] | 40765679
62948-5 | {} | [12 empty] | 40765680
6298-4 | {"MMOL/L": 228793, "MEQ/L": 147347} | MMOL/L | 8753 | 8753 | POTASSIUM | 0.66667 | 39.0983 |  | 30 |  |  | 1 | serum_K | 3005456
6299-2 | {"MG/DL": 65144} | MG/DL | 8840 | 8840 | BUN | [6 empty] | 1 | BUN | 3004295
630-4 | {} | [12 empty] | 3026008
6300-8 | {"MG/DL": 1} | MG/DL | 8840 | 8840 | [9 empty] | 3014014
6301-6 | {"RATIO": 234, "INR": 27, "SU": 2} | RATIO | 8523 | 8523 | INR |  |  | 0.8 | 18 |  |  | 1 | serum_INR | 3022217
6303-2 | {"SEC": 3273, "SECONDS": 2} | SEC | 8555 | 8555 | [9 empty] | 3019174
63044-2 | {"NG/ML": 58} | NG/ML | 8842 | 8842 | [9 empty] | 40765776
6305-7 | {"IV": 9} | IV | 0 | [10 empty] | 3003366
63072-3 | {} | [12 empty] | 40765804
63076-4 | {"MCG/ML": 3} | MCG/ML | 8859 | 8859 | [9 empty] | 40765808
63077-2 | {"MCG/ML": 4} | MCG/ML | 8859 | 8859 | [9 empty] | 40765809
63091-3 | {"MCG/ML": 5} | MCG/ML | 8859 | 8859 | [9 empty] | 40765823
63114-3 | {"MCG/ML": 2} | MCG/ML | 8859 | 8859 | [9 empty] | 40765846
63152-3 | {} | [12 empty] | 40765884
63161-4 | {"MCG/ML": 5} | MCG/ML | 8859 | 8859 | [9 empty] | 40765893
6317-2 | {} | [12 empty] | 3033775
6318-0 | {"LIV": 65} | LIV | 44777565 | 44777565 | [9 empty] | 3021526
632-0 | {} | [12 empty] | 3013146
6320-6 | {} | [12 empty] | 3000535
63206-7 | {"MCG/ML": 1} | MCG/ML | 8859 | 8859 | [9 empty] | 40765938
6321-4 | {} | [12 empty] | 3037859
63303-2 | {} | [12 empty] | 40766035
6331-3 | {} | [12 empty] | 3013978
63329-7 | {"UNITS": 91, "UNITS/ML": 4} | UNITS | 8510 | 8510 | [9 empty] | 40766061
63370-1 | {"MG/L": 1764} | MG/L | 8751 | 8751 | [9 empty] | 40766102
63395-8 | {"TITER": 1} | TITER | 8525 | 8525 | [9 empty] | 40766126
634-6 | {} | [12 empty] | 3013867
63420-4 | {"UNITS": 70} | UNITS | 8510 | 8510 | [9 empty] | 40766151
63421-2 | {} | [12 empty] | 40766152
63432-9 | {"IV": 1} | IV | 0 | [10 empty] | 40766163
63439-4 | {} | [12 empty] | 40766170
63440-2 | {} | [12 empty] | 40766171
63475-8 | {} | [12 empty] | 40766205
63477-4 | {"KU/L": 108} | KU/L | 8810 | 8810 | [9 empty] | 40766207
6349-5 | {} | [12 empty] | 3028120
635-3 | {} | [12 empty] | 3011298
63523-5 | {"% SATURATION": 3995, "%": 970, "% SAT": 11, "%SAT": 2} | % SATURATION | 8728 | 8554 | CARBOXYHEM | [8 empty] | 40766250
63524-3 | {"% SATURATION": 4373, "%": 1052, "% SAT": 10, "%SAT": 1} | % SATURATION | 8728 | 8554 | CARBOXYHEM | [8 empty] | 40766251
6355-2 | {} | [12 empty] | 3023812
63557-3 | {"IU/ML": 2} | IU/ML | 8985 | 8985 | [9 empty] | 40766283
63559-9 | {"SI": 330} | SI | 0 | [10 empty] | 40766285
6357-8 | {} | [12 empty] | 3024950
636-1 | {} | [12 empty] | 3014990
6367-7 | {"IU/ML": 39} | IU/ML | 8985 | 8985 | [9 empty] | 3039183
6371-9 | {} | [12 empty] | 3013242
6374-3 | {} | [12 empty] | 3020805
6392-5 | {"TITER": 1} | TITER | 8525 | 8525 | [9 empty] | 3001460
64012-8 | {} | [12 empty] | 40766729
64038-3 | {"LOG CPY/ML": 1643, "LOG CPS/ML": 3} | LOG CPY/ML | 8873 | 8873 | [9 empty] | 40766755
64084-7 | {"IU/ML": 28260} | IU/ML | 8985 | 8985 | [9 empty] | 40766800
64091-2 | {} | [12 empty] | 40766807
64092-0 | {} | [12 empty] | 40766808
64093-8 | {} | [12 empty] | 40766809
64095-3 | {} | [12 empty] | 40766811
64096-1 | {} | [12 empty] | 40766812
6410-5 | {} | [12 empty] | 3013531
6412-1 | {} | [12 empty] | 3008140
64125-8 | {"NG/ML": 1} | NG/ML | 8842 | 8842 | [9 empty] | 40766839
6420-4 | {"UNITS": 399} | UNITS | 8510 | 8510 | [9 empty] | 3016410
64234-8 | {} | [12 empty] | 40766945
6428-7 | {"EU": 13} | EU | 8480 | 8480 | [9 empty] | 3024411
6437-8 | {} | [12 empty] | 3012646
64412-0 | {} | [12 empty] | 40767123
64436-9 | {} | [12 empty] | 40767147
6444-4 | {} | [12 empty] | 3010736
6457-6 | {} | [12 empty] | 3002426
6460-0 | {} | [12 empty] | 3023419
6463-4 | {} | [12 empty] | 3002619
6476-6 | {"AU/ML": 2} | AU/ML | 8763 | 8763 | [9 empty] | 3011781
6479-0 | {"TITER": 17, "INDEX": 8} | TITER | 8525 | 8525 | [9 empty] | 3016120
64797-4 | {"VOL %": 4385, "VOL%": 1051} | VOL % | 9234 | 9234 | [9 empty] | 40767501
648-6 | {} | [12 empty] | 3002516
64800-6 | {"VOL %": 4002, "VOL%": 972} | VOL % | 9234 | 9234 | [9 empty] | 40767504
64965-7 | {"KU/L": 108} | KU/L | 8810 | 8810 | [9 empty] | 40767665
6521-9 | {} | [12 empty] | 3009595
6524-3 | {"IU/ML": 1} | IU/ML | 8985 | 8985 | [9 empty] | 3019339
6527-6 | {} | [12 empty] | 3000948
65364-2 | {"MCG/DL": 149} | MCG/DL | 8837 | 8837 | [9 empty] | 40768060
6563-1 | {} | [12 empty] | 3017728
65633-0 | {} | [12 empty] | 40768325
6568-0 | {} | [12 empty] | 3006457
6579-7 | {} | [12 empty] | 3028072
658-5 | {} | [12 empty] | 3036297
65807-0 | {"NG/ML": 7} | NG/ML | 8842 | 8842 | [9 empty] | 40768495
65808-8 | {"NG/ML": 7} | NG/ML | 8842 | 8842 | [9 empty] | 40768496
6581-3 | {} | [12 empty] | 3005988
65810-4 | {} | [12 empty] | 40768498
6584-7 | {} | [12 empty] | 3028433
65850-0 | {} | [12 empty] | 40768536
6594-6 | {} | [12 empty] | 3012013
6598-7 | {"NG/ML": 306566} | NG/ML | 8842 | 8842 | TROPONIN_T |  |  |  | 49 |  |  | 1 | serum_tropT | 3019800
6604-3 | {} | [12 empty] | 3023788
66129-8 | {} | [12 empty] | 40768812
6632-4 | {} | [12 empty] | 3013929
664-3 | {} | [12 empty] | 3037167
66483-9 | {"IU/ML": 55161} | IU/ML | 8985 | 8985 | [9 empty] | 40769146
66488-8 | {} | [12 empty] | 40769149
66502-6 | {} | [12 empty] | 40769162
6653-0 | {} | [12 empty] | 3006122
6670-4 | {} | [12 empty] | 3012464
66745-1 | {"%": 75092} | % | 8554 | 8554 | [9 empty] | 40769405
66746-9 | {} | [12 empty] | 40769406
66748-5 | {"DEG": 5904} | DEG | 9484 | 9484 | [9 empty] | 40769408
66753-5 | {"MIN": 5873} | MIN | 8550 | 8550 | [9 empty] | 40769413
6676-1 | {} | [12 empty] | 3020144
6683-7 | {"SEC": 9} | SEC | 8555 | 8555 | [9 empty] | 3005308
6687-8 | {"MG/24 HR": 493, "MG/DAY": 389, "MG/24 H": 244, "MG/D": 218} | MG/24 HR | 8909 | 8909 | [9 empty] | 3001218
6688-6 | {} | [12 empty] | 3033683
66885-5 | {} | [12 empty] | 40769539
6690-2 | {"X10E3/UL": 558396, "THOU/CUMM": 486389, "THOU/MM3": 437318, "THOUSAND/UL": 363621, "10*3/UL": 9126, "10^3/ML": 3052, "/HPF": 1440, "K/UL": 74, "X10-3/UL": 71, "THO/MM3": 32, "X10E3/MCL": 9, "K/MM3": 6, "K/CMM": 6, "X 10 3/UL": 5, "1000/ML": 4, "X10 3/MM3": 4, "TH/MM3": 3, "10E3/UL": 2, "#/HPF": 2, "X10(3)/UL": 2} | X10E3/UL | 8848 | 8848 | WBC |  |  | 0.1 | 240 |  |  | 1 | WBC | 3000905
6693-6 | {"UG/D": 270, "UG/24 HR": 6} | UG/D | 8906 | 8906 | [9 empty] | 3001417
6695-1 | {"UG/L": 25} | UG/L | 8748 | 8748 | [9 empty] | 3035423
6708-2 | {"TITER": 1} | TITER | 8525 | 8525 | [9 empty] | 3014270
67126-3 | {} | [12 empty] | 40769760
67127-1 | {} | [12 empty] | 40769761
67128-9 | {} | [12 empty] | 40769762
6713-2 | {"UNITS": 75} | UNITS | 8510 | 8510 | [9 empty] | 3008092
67151-1 | {"NG/L": 9} | NG/L | 8725 | 8842 | TROPONIN_T |  |  |  | 49 |  |  | 1 | serum_tropT | 40769783
6718-1 | {"KU/L": 882} | KU/L | 8810 | 8810 | [9 empty] | 3007015
6719-9 | {"KU/L": 3} | KU/L | 8810 | 8810 | [9 empty] | 3005969
6724-9 | {"KU/L": 5} | KU/L | 8810 | 8810 | [9 empty] | 3007280
673-4 | {} | [12 empty] | 3012744
6733-0 | {} | [12 empty] | 3023896
6738-9 | {"KU/L": 3} | KU/L | 8810 | 8810 | [9 empty] | 3012361
6740-5 | {"KU/L": 38} | KU/L | 8810 | 8810 | [9 empty] | 3025103
6741-3 | {"/UL": 1202, "X10E6/UL": 1} | /UL | 8647 | 8647 | [9 empty] | 3026237
6742-1 | {} | [12 empty] | 3012764
6743-9 | {"/UL": 1203, "X1000/MCL": 140, "THOUSAND/MICROLITER": 85, "CELLS/UL": 3} | /UL | 8647 | 8647 | [9 empty] | 3026446
6746-2 | {"%": 327} | % | 8554 | 8554 | [9 empty] | 3014380
675-9 | {} | [12 empty] | 3008437
6760-3 | {} |  |  | 8840 | GLUCOSE_post | [8 empty] | 3022285
6765-2 | {"NG/DL": 74} | NG/DL | 8817 | 8817 | [9 empty] | 3001482
6766-0 | {"MG/24 H": 2} | MG/24 H | 8909 | 8909 | [9 empty] | 3020027
6768-6 | {"IU/L": 1582423, "U/L": 989860, "UNIT/L": 7749, "INTUNIT/L": 271, "U/G": 6} | IU/L | 8923 | 8645 | [9 empty] | 3035995
6770-2 | {} | [12 empty] | 3002228
6774-4 | {"UG/ML": 20, "MCG/ML": 3} | UG/ML | 8859 | 8859 | [9 empty] | 3036866
67790-6 | {"DEG": 107863} | DEG | 9484 | 9484 | [9 empty] | 40770392
678-3 | {} | [12 empty] | 3018156
680-9 | {} | [12 empty] | 3012236
6808-0 | {} | [12 empty] | 3012161
6809-8 | {} | [12 empty] | 3026756
6810-6 | {} | [12 empty] | 3021764
6816-3 | {} | [12 empty] | 3013564
6818-9 | {} | [12 empty] | 3014363
6821-3 | {} | [12 empty] | 3028256
6824-7 | {} | [12 empty] | 3015579
6825-4 | {"/HPF": 6} | /HPF | 8786 | 8786 | [9 empty] | 3019347
6830-4 | {"KU/L": 3} | KU/L | 8810 | 8810 | [9 empty] | 3016256
6831-2 | {"KU/L": 8} | KU/L | 8810 | 8810 | [9 empty] | 3021889
6833-8 | {"KU/L": 4573} | KU/L | 8810 | 8810 | [9 empty] | 3023430
68340-9 | {} | [12 empty] | 40770931
6835-3 | {"KU/L": 1} | KU/L | 8810 | 8810 | [9 empty] | 3003734
6837-9 | {"KU/L": 7} | KU/L | 8810 | 8810 | [9 empty] | 3001534
6841-1 | {"KU/L": 5} | KU/L | 8810 | 8810 | [9 empty] | 3003406
6842-9 | {"KU/L": 12} | KU/L | 8810 | 8810 | [9 empty] | 3002291
6844-5 | {"KU/L": 47} | KU/L | 8810 | 8810 | [9 empty] | 3020655
68453-0 | {"IU/L": 4} | IU/L | 8923 | 8923 | [9 empty] | 40771040
68467-0 | {} | [12 empty] | 40771054
6848-6 | {"KU/L": 6} | KU/L | 8810 | 8810 | [9 empty] | 3020897
6850-2 | {} | [12 empty] | 3023680
6851-0 | {"KU/L": 4} | KU/L | 8810 | 8810 | [9 empty] | 3037297
6852-8 | {"KU/L": 9} | KU/L | 8810 | 8810 | [9 empty] | 3037515
6853-6 | {"KU/L": 1} | KU/L | 8810 | 8810 | [9 empty] | 3033813
6854-4 | {"KU/L": 2} | KU/L | 8810 | 8810 | [9 empty] | 3021801
68546-1 | {} | [12 empty] | 42870504
68547-9 | {} | [12 empty] | 42870505
68548-7 | {"U/ML": 23} | U/ML | 8763 | 8763 | [9 empty] | 40771131
68549-5 | {} | [12 empty] | 40771132
6856-9 | {"KU/L": 3} | KU/L | 8810 | 8810 | [9 empty] | 3016019
6858-5 | {"KU/L": 1} | KU/L | 8810 | 8810 | [9 empty] | 3017081
6863-5 | {"CELLS/UL": 327} | CELLS/UL | 8784 | 8784 | [9 empty] | 3017128
6864-3 | {} | [12 empty] | 3017974
6873-4 | {"MMOL/L": 3400} | MMOL/L | 8753 | 8753 | [9 empty] | 3003985
6874-2 | {"MG/24 H": 2290, "MG/24 HR": 2193, "MG/24HR": 1457, "MG/24HRS": 886, "MG/DAY": 389, "MG/D": 97} | MG/24 H | 8909 | 8909 | CALCIUM_UR_24H_T | 2.325 | 40.078 | [6 empty] | 3007687
6875-9 | {"U/ML": 1038} | U/ML | 8763 | 8763 | [9 empty] | 3006588
6877-5 | {"UG/24 HR": 20, "MCG/24 H": 16} | UG/24 HR | 8906 | 8906 | [9 empty] | 3021699
6878-3 | {"UG/24 HR": 20, "MCG/24 H": 16} | UG/24 HR | 8906 | 8906 | [9 empty] | 3026666
6891-6 | {"%": 279} | % | 8554 | 8554 | [9 empty] | 3023837
6892-4 | {"NG/DL": 343} | NG/DL | 8817 | 8817 | [9 empty] | 3024675
6895-7 | {"UG/ML": 42, "NG/ML": 4} | UG/ML | 8859 | 8859 | [9 empty] | 3011441
6896-5 | {"NG/ML": 177, "MCG/L": 12} | NG/ML | 8842 | 8748 | [9 empty] | 3013751
68961-2 | {} | [12 empty] | 40771495
6899-9 | {"MCG/ML": 20, "UG/ML": 18} | MCG/ML | 8859 | 8859 | [9 empty] | 3019515
69002-4 | {} | [12 empty] | 40771527
6901-3 | {"UU/ML": 164, "UIU/ML": 66} | UU/ML | 8860 | 9093 | [9 empty] | 3010771
69047-9 | {} | [12 empty] | 40771568
69049-5 | {} | [12 empty] | 40771570
69052-9 | {} | [12 empty] | 40771573
6909-6 | {} | [12 empty] | 3001046
6912-0 | {} | [12 empty] | 3004575
6913-8 | {} | [12 empty] | 3003471
6914-6 | {} | [12 empty] | 3002303
6915-3 | {} | [12 empty] | 3002042
6916-1 | {} | [12 empty] | 3020962
6917-9 | {} | [12 empty] | 3036616
6918-7 | {"TITER": 1} | TITER | 8525 | 8525 | [9 empty] | 3037215
6919-5 | {"TITER": 1} | TITER | 8525 | 8525 | [9 empty] | 3037741
6920-3 | {"TITER": 6} | TITER | 8525 | 8525 | [9 empty] | 3002731
6921-1 | {"U/ML": 1} | U/ML | 8763 | 8763 | [9 empty] | 3001618
6922-9 | {"TITER": 1} | TITER | 8525 | 8525 | [9 empty] | 3019072
6924-5 | {"UNITS": 61} | UNITS | 8510 | 8510 | [9 empty] | 3037820
6927-8 | {} | [12 empty] | 3012737
6932-8 | {} | [12 empty] | 3022767
69353-1 | {} | [12 empty] | 40771874
69355-6 | {"LOG10COPY/ML": 36} | LOG10COPY/ML | 8873 | 8873 | [9 empty] | 40771876
69361-4 | {} | [12 empty] | 40771882
69362-2 | {} | [12 empty] | 40771883
69380-4 | {"%": 984} | % | 8554 | 8554 | [9 empty] | 40771901
69405-9 | {"ML/MIN/1.73M2": 4938029, "MG/DL": 2571, "ML/MIN": 72} | ML/MIN/1.73M2 | 9117 | 9117 | [9 empty] | 40771922
6948-4 | {"UG/ML": 2656, "MCG/ML": 697} | UG/ML | 8859 | 8859 | [9 empty] | 3023261
6954-2 | {"TITER": 132} | TITER | 8525 | 8525 | [9 empty] | 3006070
69548-6 | {} | [12 empty] | 40772043
69549-4 | {} | [12 empty] | 40772044
6955-9 | {"TITER": 127} | TITER | 8525 | 8525 | [9 empty] | 3026468
69557-7 | {"SI": 330} | SI | 0 | [10 empty] | 42870556
69562-7 | {} | [12 empty] | 42870561
69563-5 | {} | [12 empty] | 42870562
69564-3 | {} | [12 empty] | 42870563
69565-0 | {"SCORE": 3568} | SCORE | 44777566 | 44777566 | [9 empty] | 42870564
69566-8 | {"SCORE": 3560} | SCORE | 44777566 | 44777566 | [9 empty] | 42870565
69567-6 | {"SCORE": 3560} | SCORE | 44777566 | 44777566 | [9 empty] | 42870566
69568-4 | {} | [12 empty] | 42870567
6957-5 | {"TITER": 1} | TITER | 8525 | 8525 | [9 empty] | 3028445
69573-4 | {"NMOL/ML": 22, "UMOL/L": 11} | NMOL/ML | 8843 | 8843 | [9 empty] | 42870572
6958-3 | {"TITER": 1} | TITER | 8525 | 8525 | [9 empty] | 3024083
6964-1 | {} | [12 empty] | 3024985
6965-8 | {} | [12 empty] | 3011276
69668-2 | {} | [12 empty] | 42870583
6968-2 | {"AU/ML": 1120} | AU/ML | 8763 | 8763 | [9 empty] | 3009445
6969-0 | {"AU/ML": 1117} | AU/ML | 8763 | 8763 | [9 empty] | 3023150
6970-8 | {"TITER": 2} | TITER | 8525 | 8525 | [9 empty] | 3025641
69797-9 | {"NG/ML": 8} | NG/ML | 8842 | 8842 | [9 empty] | 42870632
698-1 | {} | [12 empty] | 3028334
69933-0 | {} | [12 empty] | 42868423
69935-5 | {} | [12 empty] | 42868425
69937-1 | {} | [12 empty] | 42868427
69965-2 | {} | [12 empty] | 42868454
700-5 | {} | [12 empty] | 3022369
70073-2 | {"PG/ML": 2} | PG/ML | 8845 | 8845 | [9 empty] | 42868556
701-3 | {} | [12 empty] | 3025468
70121-9 | {"U/ML": 28} | U/ML | 8763 | 8763 | [9 empty] | 42868604
70154-0 | {} | [12 empty] | 42868628
70165-6 | {} | [12 empty] | 42868639
70167-2 | {} | [12 empty] | 42868641
70173-0 | {} | [12 empty] | 42868647
70199-5 | {"MG/DL": 31314, "NEG": 1} | MG/DL | 8840 | 8840 | BILIRUBIN_TOT_UR | [8 empty] | 42868673
70257-1 | {"UNITS": 288} | UNITS | 8510 | 8510 | [9 empty] | 42868729
703-9 | {} | [12 empty] | 3026904
704-7 | {"X10E3/UL": 1963717, "THOU/CU MM": 427523, "CELLS/UL": 287698, "THOU/MM3": 178907, "10*3/UL": 9071, "THOUSAND/MICROLITER": 8497, "THOU/ CU MM": 937, "10": 145, "K/UL": 49, "X10-3/UL": 39, "THOU/MCL": 26, "X10E3/MCL": 9, "X 10 3": 4, "X10 3/MM3": 4, "K/CMM": 3, "TH/MM3": 2, "X10(3)/UL": 2, "THO/UL": 1} | X10E3/UL | 8848 | 8848 | Basophils | [8 empty] | 3013429
705-4 | {"X10E3/UL": 60643, "NO PREFERRED UNIT": 3} | X10E3/UL | 8848 | 8848 | Basophils | [8 empty] | 3027651
706-2 | {"%": 2606728, "10*3/UL": 1} | % | 8554 | 8554 | Basophils_per | [8 empty] | 3013869
707-0 | {"THOU/CU MM": 312029, "%": 311648, "THOU/MM3": 160143, "CELLS/UL": 12669, "X10E3/UL": 5271, "/UL": 4139, "K/MCL": 248, "K/UL": 6, "THOU/MCL": 3, "X 10 3": 2, "TH/UL": 1} | THOU/CU MM | 8848 | 8554 | Basophils_per | [8 empty] | 3009797
7079-7 | {"KU/L": 1} | KU/L | 8810 | 8810 | [9 empty] | 3024613
709-6 | {"%": 29939} | % | 8554 | 8554 | [9 empty] | 3023643
7091-2 | {"KU/L": 6} | KU/L | 8810 | 8810 | [9 empty] | 3012180
70910-5 | {} | [12 empty] | 42869378
7099-5 | {"KU/L": 7} | KU/L | 8810 | 8810 | [9 empty] | 3000003
7105-0 | {"KU/L": 2} | KU/L | 8810 | 8810 | [9 empty] | 3004312
711-2 | {"X10E3/UL": 1156460, "THOU/CUMM": 812779, "THOU/CU MM": 739471, "THOU/MM3": 351599, "CELLS/UL": 300372, "%": 37235, "10*3/UL": 9086, "THOUSAND/MICROLITER": 8497, "/UL": 4345, "THOU/ CU MM": 937, "K/MCL": 249, "10": 145, "K/UL": 54, "UL": 40, "X10-3/UL": 39, "THOU/MCL": 29, "X10E3/MCL": 9, "X 10 3": 6, "X10 3/MM3": 4, "K/CMM": 3, "TH/MM3": 2, "X10(3)/UL": 2, "TH/UL": 1, "THO/UL": 1} | X10E3/UL | 8848 | 8848 | Eosinophils | [8 empty] | 3028615
7118-3 | {"KU/L": 9} | KU/L | 8810 | 8810 | [9 empty] | 3022155
712-0 | {"THOU/CUMM": 156908, "THOU/ CU MM": 140542, "X10E3/UL": 37572} | THOU/CUMM | 8961 | 8848 | [9 empty] | 3009932
7120-9 | {"KU/L": 1} | KU/L | 8810 | 8810 | [9 empty] | 3000609
7123-3 | {"KU/L": 7} | KU/L | 8810 | 8810 | [9 empty] | 3034705
7124-1 | {"KU/L": 6} | KU/L | 8810 | 8810 | [9 empty] | 3019964
713-8 | {"%": 2808071, "/MM3": 15} | % | 8554 | 8554 | Eosinophils_per | [8 empty] | 3010457
7131-6 | {"KU/L": 1} | KU/L | 8810 | 8810 | [9 empty] | 3009399
7133-2 | {"KU/L": 1} | KU/L | 8810 | 8810 | [9 empty] | 3018411
7135-7 | {"KU/L": 1} | KU/L | 8810 | 8810 | [9 empty] | 3014882
714-6 | {"%": 123601, "10*3/UL": 1} | % | 8554 | 8554 | Eosinophils_per | [8 empty] | 3015956
71429-5 | {} | [12 empty] | 42870368
71430-3 | {"NG/ML": 46} | NG/ML | 8842 | 8842 | [9 empty] | 42870369
71431-1 | {} | [12 empty] | 42870370
7146-4 | {"KU/L": 1} | KU/L | 8810 | 8810 | [9 empty] | 3006130
7147-2 | {"KU/L": 1} | KU/L | 8810 | 8810 | [9 empty] | 3026762
7151-4 | {"KU/L": 7} | KU/L | 8810 | 8810 | [9 empty] | 3006888
7152-2 | {"KU/L": 11} | KU/L | 8810 | 8810 | [9 empty] | 3005788
7155-5 | {"KU/L": 3773} | KU/L | 8810 | 8810 | [9 empty] | 3024149
716-1 | {} | [12 empty] | 3022613
71689-4 | {"THOUSAND/MICROLITER": 79} | THOUSAND/MICROLITER | 8848 | 8848 | [9 empty] | 42869446
7169-6 | {"KU/L": 1} | KU/L | 8810 | 8810 | [9 empty] | 3020752
71692-8 | {"X10E3/UL": 2021, "THOUSAND/MICROLITER": 1091, "THOU/CUMM": 326} | X10E3/UL | 8848 | 8848 | [9 empty] | 42869449
71693-6 | {"%": 6260, "/UL": 939} | % | 8554 | 8647 | [9 empty] | 42869450
71694-4 | {"PG": 10894} | PG | 8564 | 8564 | [9 empty] | 42869451
71695-1 | {"%": 821912, "THOU/MM3": 26837} | % | 8554 | 8961 | [9 empty] | 42869452
71696-9 | {"%": 228} | % | 8554 | 8554 | [9 empty] | 42869453
71698-5 | {"X1000/MCL": 141, "THOUSAND/MICROLITER": 79} | X1000/MCL | 8848 | 8848 | [9 empty] | 42869455
7172-0 | {"EV": 2} | EV | 9495 | 9495 | [9 empty] | 3011307
71772-8 | {"IU/ML": 13207} | IU/ML | 8985 | 8985 | [9 empty] | 42869527
71773-6 | {} | [12 empty] | 42869528
71774-4 | {"IU/ML": 3526} | IU/ML | 8985 | 8985 | [9 empty] | 42869529
71776-9 | {"IU/ML": 16750} | IU/ML | 8985 | 8985 | [9 empty] | 42869531
718-7 | {"G/DL": 5771425, "GM/DL": 2432} | G/DL | 8713 | 8713 | HGB |  |  | 3 | 23 |  |  | 1 | HGB | 3000963
71845-2 | {"%": 10761} | % | 8554 | 8554 | [9 empty] | 42869600
71851-0 | {"%SAT": 46, "%": 18, "% SATURATION": 17, "% SAT": 2} | %SAT | 8728 | 8728 | [9 empty] | 42869606
71853-6 | {"%": 2} | % | 8554 | 8554 | [9 empty] | 42869608
71881-7 | {"%SAT": 46, "%": 18, "% SATURATION": 17, "% SAT": 2} | %SAT | 8728 | 8554 | METHEM | [7 empty] | methem | 42869636
7195-1 | {"KU/L": 8} | KU/L | 8810 | 8810 | [9 empty] | 3036592
7201-7 | {"KU/L": 2} | KU/L | 8810 | 8810 | [9 empty] | 3035645
721-1 | {"MG/DL": 6969} | MG/DL | 8840 | 8840 | [9 empty] | 3022493
7212-4 | {"KU/L": 1} | KU/L | 8810 | 8810 | [9 empty] | 3009074
7215-7 | {"KU/L": 1} | KU/L | 8810 | 8810 | [9 empty] | 3016591
72306-4 | {"NG/ML": 2} | NG/ML | 8842 | 8842 | [9 empty] | 43055271
72314-8 | {} | [12 empty] | 43055279
72337-9 | {"%": 4} | % | 8554 | 8554 | [9 empty] | 43054971
72357-7 | {} | [12 empty] | 43054991
72360-1 | {"% SATURATION": 4373, "%": 1052, "% SAT": 10, "%SAT": 1} | % SATURATION | 8728 | 8554 | METHEM | [8 empty] | 43054992
72377-5 | {"NG/ML": 8} | NG/ML | 8842 | 8842 | [9 empty] | 43055008
72378-3 | {"NG/ML": 7} | NG/ML | 8842 | 8842 | [9 empty] | 43055009
72380-9 | {"NG/ML": 8} | NG/ML | 8842 | 8842 | [9 empty] | 43055011
72381-7 | {"NG/ML": 7} | NG/ML | 8842 | 8842 | [9 empty] | 43055012
72386-6 | {"NG/ML": 1} | NG/ML | 8842 | 8842 | [9 empty] | 43055017
72387-4 | {} | [12 empty] | 43055018
72388-2 | {"NG/ML": 1} | NG/ML | 8842 | 8842 | [9 empty] | 43055019
72389-0 | {} | [12 empty] | 43055020
72390-8 | {} | [12 empty] | 43055021
72391-6 | {} | [12 empty] | 43055022
72400-5 | {"NG/ML": 207} | NG/ML | 8842 | 8842 | [9 empty] | 43055031
72401-3 | {"NG/ML": 15} | NG/ML | 8842 | 8842 | [9 empty] | 43055032
72402-1 | {} | [12 empty] | 43055033
72403-9 | {"NG/ML": 207} | NG/ML | 8842 | 8842 | [9 empty] | 43055034
72404-7 | {"NG/ML": 207} | NG/ML | 8842 | 8842 | [9 empty] | 43055035
72405-4 | {} | [12 empty] | 43055036
72407-0 | {} | [12 empty] | 43055038
72451-8 | {} | [12 empty] | 43055082
72452-6 | {"NG/ML": 1} | NG/ML | 8842 | 8842 | [9 empty] | 43055083
72453-4 | {"NG/ML": 1} | NG/ML | 8842 | 8842 | [9 empty] | 43055084
72454-2 | {"NG/ML": 3} | NG/ML | 8842 | 8842 | [9 empty] | 43055085
72455-9 | {"NG/ML": 1} | NG/ML | 8842 | 8842 | [9 empty] | 43055086
72456-7 | {} | [12 empty] | 43055087
72485-6 | {"NG/ML": 2} | NG/ML | 8842 | 8842 | [9 empty] | 43055112
72493-0 | {"IU/ML": 54055, "COPIES/ML": 8} | IU/ML | 8985 | 8985 | [9 empty] | 43055120
72494-8 | {"LOG IU/ML": 18354, "LOG10 IU/ML": 9139, "LOG10IU/ML": 1} | LOG IU/ML | 9084 | 9084 | [9 empty] | 43055121
72495-5 | {} | [12 empty] | 43055122
725-2 | {} |  |  | 8786 | HGB_UR | [5 empty] | 1 |  | HGBUR | 3003344
72504-4 | {"SI": 1} | SI | 0 | [10 empty] | 43055131
7251-2 | {"KU/L": 1} | KU/L | 8810 | 8810 | [9 empty] | 3016204
72511-9 | {} | [12 empty] | 43055138
72515-0 | {"UNITS": 1} | UNITS | 8510 | 8510 | [9 empty] | 43055142
72523-4 | {"SI": 1} | SI | 0 | [10 empty] | 43055150
72524-2 | {} | [12 empty] | 43055151
72525-9 | {} | [12 empty] | 43055152
72526-7 | {} | [12 empty] | 43055153
72560-6 | {} | [12 empty] | 43055394
7257-9 | {"KU/L": 1} | KU/L | 8810 | 8810 | [9 empty] | 3002580
7258-7 | {"KU/L": 1166} | KU/L | 8810 | 8810 | [9 empty] | 3001488
72610-9 | {"NG/ML": 13} | NG/ML | 8842 | 8842 | [9 empty] | 43055444
72613-3 | {"NG/ML": 6} | NG/ML | 8842 | 8842 | [9 empty] | 43055447
72617-4 | {"NG/ML": 83} | NG/ML | 8842 | 8842 | [9 empty] | 43055451
72618-2 | {} | [12 empty] | 43055452
72621-6 | {"NG/ML": 13} | NG/ML | 8842 | 8842 | [9 empty] | 43055455
72623-2 | {"NG/ML": 203} | NG/ML | 8842 | 8842 | [9 empty] | 43055457
72626-5 | {"NG/ML": 105} | NG/ML | 8842 | 8842 | [9 empty] | 43055460
72627-3 | {"NG/ML": 104} | NG/ML | 8842 | 8842 | [9 empty] | 43055461
72628-1 | {} | [12 empty] | 43055462
72629-9 | {} | [12 empty] | 43055463
72630-7 | {} | [12 empty] | 43055464
72631-5 | {} | [12 empty] | 43055465
72632-3 | {} | [12 empty] | 43055466
72633-1 | {"NG/ML": 105} | NG/ML | 8842 | 8842 | [9 empty] | 43055467
72635-6 | {"NG/ML": 1} | NG/ML | 8842 | 8842 | [9 empty] | 43055469
7271-0 | {"KU/L": 1} | KU/L | 8810 | 8810 | [9 empty] | 3035584
72724-8 | {"UNITS": 4} | UNITS | 8510 | 8510 | [9 empty] | 43055558
72733-9 | {"NG/ML": 44} | NG/ML | 8842 | 8842 | [9 empty] | 43055567
72735-4 | {"NG/ML": 4} | NG/ML | 8842 | 8842 | [9 empty] | 43055569
72737-0 | {"NG/ML": 10} | NG/ML | 8842 | 8842 | [9 empty] | 43055571
72738-8 | {"NG/ML": 6} | NG/ML | 8842 | 8842 | [9 empty] | 43055572
72739-6 | {"NG/ML": 5} | NG/ML | 8842 | 8842 | [9 empty] | 43055573
72740-4 | {"NG/ML": 19} | NG/ML | 8842 | 8842 | [9 empty] | 43055574
72742-0 | {"NG/ML": 44} | NG/ML | 8842 | 8842 | [9 empty] | 43055576
72744-6 | {"NG/ML": 44} | NG/ML | 8842 | 8842 | [9 empty] | 43055578
72746-1 | {"NG/ML": 16} | NG/ML | 8842 | 8842 | [9 empty] | 43055580
72748-7 | {"NG/ML": 4} | NG/ML | 8842 | 8842 | [9 empty] | 43055582
72749-5 | {"NG/ML": 1} | NG/ML | 8842 | 8842 | [9 empty] | 43055583
72750-3 | {"NG/ML": 49} | NG/ML | 8842 | 8842 | [9 empty] | 43055584
72752-9 | {"NG/ML": 45} | NG/ML | 8842 | 8842 | [9 empty] | 43055586
72753-7 | {"NG/ML": 54} | NG/ML | 8842 | 8842 | [9 empty] | 43055587
72754-5 | {"NG/ML": 5} | NG/ML | 8842 | 8842 | [9 empty] | 43055588
72755-2 | {"NG/ML": 13} | NG/ML | 8842 | 8842 | [9 empty] | 43055589
72756-0 | {"NG/ML": 6} | NG/ML | 8842 | 8842 | [9 empty] | 43055590
72758-6 | {"NG/ML": 4} | NG/ML | 8842 | 8842 | [9 empty] | 43055592
72759-4 | {"NG/ML": 29} | NG/ML | 8842 | 8842 | [9 empty] | 43055593
72760-2 | {"NG/ML": 14} | NG/ML | 8842 | 8842 | [9 empty] | 43055594
72761-0 | {"NG/ML": 4} | NG/ML | 8842 | 8842 | [9 empty] | 43055595
72762-8 | {"NG/ML": 16} | NG/ML | 8842 | 8842 | [9 empty] | 43055596
72763-6 | {"NG/ML": 2} | NG/ML | 8842 | 8842 | [9 empty] | 43055597
72764-4 | {"NG/ML": 6} | NG/ML | 8842 | 8842 | [9 empty] | 43055598
72765-1 | {"NG/ML": 1} | NG/ML | 8842 | 8842 | [9 empty] | 43055599
72766-9 | {"NG/ML": 44} | NG/ML | 8842 | 8842 | [9 empty] | 43055600
72768-5 | {"NG/ML": 2} | NG/ML | 8842 | 8842 | [9 empty] | 43055602
7280-1 | {"KU/L": 3} | KU/L | 8810 | 8810 | [9 empty] | 3034124
72828-7 | {} | [12 empty] | 43055688
72833-7 | {} | [12 empty] | 43534006
72854-3 | {} | [12 empty] | 43534027
72856-8 | {"COPIES/ ML": 1} | COPIES/ ML | 8799 | 8799 | [9 empty] | 43534029
72857-6 | {"MCG/ML": 7} | MCG/ML | 8859 | 8859 | [9 empty] | 43534030
72859-2 | {} | [12 empty] | 43534032
72860-0 | {} | [12 empty] | 43534033
72862-6 | {} | [12 empty] | 43534035
7287-6 | {"KU/L": 2} | KU/L | 8810 | 8810 | [9 empty] | 3018469
72879-0 | {} | [12 empty] | 21491537
72880-8 | {} | [12 empty] | 21491538
72885-7 | {} | [12 empty] | 43534059
72888-1 | {"%": 207} | % | 8554 | 8554 | [9 empty] | 43534062
7291-8 | {"KU/L": 19} | KU/L | 8810 | 8810 | [9 empty] | 3018352
7296-7 | {"KU/L": 3} | KU/L | 8810 | 8810 | [9 empty] | 3006542
7302-3 | {"KU/L": 2} | KU/L | 8810 | 8810 | [9 empty] | 3006276
731-0 | {"X10E3/UL": 2180428, "CELLS/UL": 287406, "THOU/MM3": 205478, "10*3/UL": 9083, "THOUSAND/MICROLITER": 8497, "THOU/ CU MM": 937, "X10": 184, "10": 145, "K/UL": 54, "X10-3/UL": 39, "THOU/MCL": 24, "X10E3/MCL": 9, "X 10 3": 4, "X10 3/MM3": 4, "K/CMM": 3, "10E3/UL": 2, "TH/MM3": 2, "CELLS/MCL": 2, "X10(3)/UL": 2, "/UL": 1, "THO/UL": 1} | X10E3/UL | 8848 | 8848 | Lymphocytes | [7 empty] | lymphocytes | 3004327
7316-3 | {"KU/L": 3} | KU/L | 8810 | 8810 | [9 empty] | 3009859
732-8 | {"THOU/CUMM": 95491, "THOU/ CU MM": 65494, "CELLS/UL": 8784, "X10E3/UL": 7} | THOU/CUMM | 8961 | 8848 | Lymphocytes | [7 empty] | lymphocytes | 3003215
7332-0 | {"KU/L": 7} | KU/L | 8810 | 8810 | [9 empty] | 3019460
7335-3 | {"KU/L": 3} | KU/L | 8810 | 8810 | [9 empty] | 3002313
734-4 | {"CELLS/UL": 152} | CELLS/UL | 8784 | 8784 | [9 empty] | 3035572
7340-3 | {"KU/L": 3} | KU/L | 8810 | 8810 | [9 empty] | 3004394
7355-1 | {"KU/L": 3} | KU/L | 8810 | 8810 | [9 empty] | 3011949
73561-3 | {"SD": 1565} | SD | 0 | [10 empty] | 43533584
736-9 | {"%": 454629, "10*3/UL": 1} | % | 8554 | 8554 | Lymphocytes_per | [7 empty] | lymphocytes_per | 3037511
73654-6 | {} | [12 empty] | 43533679
73655-3 | {} | [12 empty] | 43533680
73681-9 | {} | [12 empty] | 43533706
73682-7 | {} | [12 empty] | 43533707
7369-2 | {"KU/L": 6} | KU/L | 8810 | 8810 | [9 empty] | 3022675
73695-9 | {} | [12 empty] | 21491517
737-7 | {"%": 3382825} | % | 8554 | 8554 | Lymphocytes_per | [7 empty] | lymphocytes_per | 3038058
73737-9 | {"RU/ML": 121} | RU/ML | 0 | [10 empty] | 43533761
73751-0 | {} | [12 empty] | 43533775
73816-1 | {} | [12 empty] | 43533839
73817-9 | {"%": 47} | % | 8554 | 8554 | [9 empty] | 43533840
73818-7 | {"OD": 1242} | OD | 8589 | 8589 | [9 empty] | 43533841
7382-5 | {"KU/L": 1} | KU/L | 8810 | 8810 | [9 empty] | 3027078
73821-1 | {} | [12 empty] | 43533844
73822-9 | {} | [12 empty] | 43533845
73823-7 | {"NG/ML": 418} | NG/ML | 8842 | 8842 | [9 empty] | 43533846
73824-5 | {} | [12 empty] | 43533847
73825-2 | {} | [12 empty] | 43533848
73826-0 | {"NG/ML": 5} | NG/ML | 8842 | 8842 | [9 empty] | 43533849
7383-3 | {"KU/L": 6} | KU/L | 8810 | 8810 | [9 empty] | 3028225
73837-7 | {"KU/L": 6} | KU/L | 8810 | 8810 | [9 empty] | 43533860
7384-1 | {"KU/L": 2} | KU/L | 8810 | 8810 | [9 empty] | 3023863
73898-9 | {"%": 3} | % | 8554 | 8554 | [9 empty] | 43533920
73899-7 | {"CELLS/UL": 3} | CELLS/UL | 8784 | 8784 | [9 empty] | 43533921
73900-3 | {"%": 3} | % | 8554 | 8554 | [9 empty] | 43533922
73901-1 | {"%": 3} | % | 8554 | 8554 | [9 empty] | 43533923
73902-9 | {"CELLS/UL": 3} | CELLS/UL | 8784 | 8784 | [9 empty] | 43533924
73903-7 | {"%": 3} | % | 8554 | 8554 | [9 empty] | 43533925
73904-5 | {"%": 3} | % | 8554 | 8554 | [9 empty] | 43533926
73906-0 | {} | [12 empty] | 43533928
73908-6 | {"UMOL/G CR": 2} | UMOL/G CR | 4117651 | 4117651 | [9 empty] | 43533930
73932-6 | {"NG/ML": 1} | NG/ML | 8842 | 8842 | [9 empty] | 43533954
73933-4 | {"NG/ML": 1} | NG/ML | 8842 | 8842 | [9 empty] | 43533955
73934-2 | {"NG/ML": 1} | NG/ML | 8842 | 8842 | [9 empty] | 43533956
73935-9 | {"NG/ML": 38} | NG/ML | 8842 | 8842 | [9 empty] | 43533957
73936-7 | {"NG/ML": 4} | NG/ML | 8842 | 8842 | [9 empty] | 43533958
73939-1 | {"NG/ML": 1} | NG/ML | 8842 | 8842 | [9 empty] | 43533961
73940-9 | {"NG/ML": 1} | NG/ML | 8842 | 8842 | [9 empty] | 43533962
73941-7 | {"NG/ML": 1} | NG/ML | 8842 | 8842 | [9 empty] | 43533963
73942-5 | {"NG/ML": 59} | NG/ML | 8842 | 8842 | [9 empty] | 43533964
73958-1 | {"PMOL/HR/UL": 36, "NMOL/PUNCH/H": 21} | PMOL/HR/UL | 0 | [10 empty] | 43533980
73966-4 | {} | [12 empty] | 43533988
73968-0 | {} | [12 empty] | 43533990
73969-8 | {} | [12 empty] | 43533991
73970-6 | {} | [12 empty] | 43533992
73971-4 | {} | [12 empty] | 43533993
73972-2 | {"NG/ML": 1} | NG/ML | 8842 | 8842 | [9 empty] | 43533994
73973-0 | {"NG/ML": 1} | NG/ML | 8842 | 8842 | [9 empty] | 43533995
73977-1 | {} | [12 empty] | 43533999
73978-9 | {"%": 493} | % | 8554 | 8554 | [9 empty] | 43534000
73982-1 | {} | [12 empty] | 44786640
740-1 | {"%": 250115} | % | 8554 | 8554 | [9 empty] | 3000666
7400-5 | {"KU/L": 4} | KU/L | 8810 | 8810 | [9 empty] | 3011432
74005-0 | {"% RELEASE": 8} | % RELEASE | 8554 | 8554 | [9 empty] | 44786663
74020-9 | {} | [12 empty] | 44786677
74041-5 | {} | [12 empty] | 44786698
7407-0 | {"KU/L": 175} | KU/L | 8810 | 8810 | [9 empty] | 3003158
74096-9 | {"NG/ML": 1787} | NG/ML | 8842 | 8842 | [9 empty] | 44786753
74097-7 | {"MCG/L": 40442, "NG/ML": 22689} | MCG/L | 8748 | 8842 | [9 empty] | 44786754
74108-2 | {"NG/ML": 37} | NG/ML | 8842 | 8842 | [9 empty] | 44786765
74110-8 | {"NG/ML": 59} | NG/ML | 8842 | 8842 | [9 empty] | 44786767
74116-5 | {"NG/ML": 197} | NG/ML | 8842 | 8842 | [9 empty] | 44786773
74117-3 | {"UG/ML": 617, "MCG/ML": 302} | UG/ML | 8859 | 8859 | [9 empty] | 44786774
7412-0 | {"KU/L": 1} | KU/L | 8810 | 8810 | [9 empty] | 3004455
74130-6 | {} | [12 empty] | 44786787
74131-4 | {"NG/ML": 107} | NG/ML | 8842 | 8842 | [9 empty] | 44786788
7415-3 | {"KU/L": 1374} | KU/L | 8810 | 8810 | [9 empty] | 3019084
74157-9 | {} | [12 empty] | 44786814
7419-5 | {"KU/L": 3} | KU/L | 8810 | 8810 | [9 empty] | 3022101
742-7 | {"X10E3/UL": 2125033, "THOU/CU MM": 740489, "THOU/MM3": 368410, "CELLS/UL": 300369, "10*3/UL": 9083, "THOUSAND/MICROLITER": 8497, "/UL": 4541, "THOU/CUMM": 3782, "K/MCL": 249, "X10": 184, "10": 145, "K/UL": 55, "X10-3/UL": 39, "THOU/MCL": 29, "X10E3/MCL": 9, "X 10 3": 6, "X10 3/MM3": 4, "K/CMM": 3, "CELL/UL": 2, "TH/MM3": 2, "X10(3)/UL": 2, "TH/UL": 1, "THO/UL": 1} | X10E3/UL | 8848 | 8848 | Monocytes | [8 empty] | 3033575
74217-1 | {"MG/L": 4} | MG/L | 8751 | 8751 | [9 empty] | 44786872
7425-2 | {"%": 2399, "KU/L": 19} | % | 8554 | 8810 | [9 empty] | 3022785
74279-1 | {} | [12 empty] | 44786922
74280-9 | {} | [12 empty] | 44786923
743-5 | {"X10E3/UL": 160887, "THOU/ CU MM": 22291, "THOU/CUMM": 11488, "CELLS/UL": 1, "NO PREFERRED UNIT": 1} | X10E3/UL | 8848 | 8848 | Monocytes | [8 empty] | 3034107
74370-8 | {} | [12 empty] | 44787013
74371-6 | {"NG/ML": 32} | NG/ML | 8842 | 8842 | [9 empty] | 44787014
74380-7 | {"MG/ML": 1} | MG/ML | 8861 | 8861 | [9 empty] | 44787023
74384-9 | {} | [12 empty] | 44787027
744-3 | {"%": 381249} | % | 8554 | 8554 | Monocytes_per | [8 empty] | 3022407
74419-3 | {"LOG IU/ML": 6} | LOG IU/ML | 9084 | 9084 | [9 empty] | 44787062
74420-1 | {"IU/ML": 6} | IU/ML | 8985 | 8985 | [9 empty] | 44787063
7445-0 | {"KU/L": 67} | KU/L | 8810 | 8810 | [9 empty] | 3008227
74520-8 | {"%OF NORM": 2} | %OF NORM | 8648 | 8648 | [9 empty] | 44817194
7458-3 | {"KU/L": 1} | KU/L | 8810 | 8810 | [9 empty] | 3011523
7464-1 | {"KU/L": 1} | KU/L | 8810 | 8810 | [9 empty] | 3012199
74644-6 | {} | [12 empty] | 44816542
74645-3 | {} | [12 empty] | 44816543
74651-1 | {"NG/ML": 1} | NG/ML | 8842 | 8842 | [9 empty] | 44816549
74654-5 | {} | [12 empty] | 44816552
74656-0 | {} | [12 empty] | 44816554
74657-8 | {} | [12 empty] | 44816555
74658-6 | {} | [12 empty] | 44816556
74659-4 | {} | [12 empty] | 44816557
74660-2 | {} | [12 empty] | 44816558
74661-0 | {"NG/ML": 9713} | NG/ML | 8842 | 8842 | [9 empty] | 44816559
74667-7 | {"LOG (CELLS/ML)": 5174, "LOG CELLS/ML": 18} | LOG (CELLS/ML) | 44777605 | 44777605 | [9 empty] | 44816565
74668-5 | {"LOG (CELLS/ML)": 5187, "LOG CELLS/ML": 6} | LOG (CELLS/ML) | 44777605 | 44777605 | [9 empty] | 44816566
74669-3 | {"LOG (CELLS/ML)": 5181, "LOG CELLS/ML": 62} | LOG (CELLS/ML) | 44777605 | 44777605 | [9 empty] | 44816567
74670-1 | {} | [12 empty] | 44816568
74671-9 | {} | [12 empty] | 44816569
74673-5 | {"%": 1} | % | 8554 | 8554 | [9 empty] | 44816571
74675-0 | {} | [12 empty] | 44816573
74677-6 | {} | [12 empty] | 44816575
74678-4 | {} | [12 empty] | 44816576
74679-2 | {} | [12 empty] | 44816577
74680-0 | {} | [12 empty] | 44816578
74683-4 | {} | [12 empty] | 44816581
7474-0 | {"KU/L": 10} | KU/L | 8810 | 8810 | [9 empty] | 3014946
74758-4 | {} | [12 empty] | 44816656
74762-6 | {"LOG (CELLS/ML)": 5171, "LOG CELLS/ML": 21} | LOG (CELLS/ML) | 44777605 | 44777605 | [9 empty] | 44816660
74763-4 | {} | [12 empty] | 44816661
74774-1 | {"MG/DL": 147} | MG/DL | 8840 | 8840 | GLUCOSE |  |  | 25 | 1400 |  |  | 1 | serum_glucose | 44816672
74775-8 | {"K/UL": 223, "THOU/CUMM": 178, "10*3/MM3": 37} | K/UL | 8848 | 8961 | [9 empty] | 44816673
74811-1 | {"NG/ML": 44} | NG/ML | 8842 | 8842 | [9 empty] | 44816703
7482-3 | {"KU/L": 1} | KU/L | 8810 | 8810 | [9 empty] | 3022258
74822-8 | {} | [12 empty] | 44816714
74839-2 | {"%": 5414} | % | 8554 | 8554 | [9 empty] | 44816731
74853-3 | {} | [12 empty] | 44816745
74855-8 | {} | [12 empty] | 44816747
74862-4 | {"G/L": 1} | G/L | 8636 | 8636 | [9 empty] | 44816754
74863-2 | {"G/L": 1} | G/L | 8636 | 8636 | [9 empty] | 44816755
74864-0 | {"G/L": 11} | G/L | 8636 | 8636 | [9 empty] | 44816756
74865-7 | {"G/L": 9} | G/L | 8636 | 8636 | [9 empty] | 44816757
74868-1 | {"RATIO": 1} | RATIO | 8523 | 8523 | [9 empty] | 44816760
74869-9 | {"RATIO": 9} | RATIO | 8523 | 8523 | [9 empty] | 44816761
749-2 | {"%": 246742} | % | 8554 | 8554 | [9 empty] | 3018229
75033-1 | {} | [12 empty] | 44816924
75078-6 | {"MMOL/MOL CREAT": 11} | MMOL/MOL CREAT | 9019 | 9019 | [9 empty] | 44816968
751-8 | {"X10E3/UL": 1144650, "THOU/CUMM": 823345, "THOU/CU MM": 739553, "THOU/MM3": 369941, "CELLS/UL": 300436, "THOU/ CU MM": 12776, "10*3/UL": 9068, "THOUSAND/MICROLITER": 8497, "/UL": 6450, "THOU /CU MM": 937, "K/MCL": 262, "X10": 184, "10": 145, "K/UL": 61, "X10-3/UL": 39, "THOU/MCL": 27, "X10E3/MCL": 9, "X 10 3": 6, "X10 3/MM3": 4, "K/CMM": 3, "10E3/UL": 2, "CELL/UL": 2, "TH/MM3": 2, "X10(3)/UL": 2, "TH/UL": 1, "THO/UL": 1} | X10E3/UL | 8848 | 8848 | Neutrophils | [7 empty] | neutrophils | 3013650
7514-3 | {"KU/L": 8} | KU/L | 8810 | 8810 | [9 empty] | 3015561
7523-4 | {"KU/L": 1} | KU/L | 8810 | 8810 | [9 empty] | 3004042
753-4 | {"X10E3/UL": 193549, "THOU/CUMM": 87082, "THOU/ CU MM": 72850, "X10-3/UL": 6, "K/UL": 2} | X10E3/UL | 8848 | 8848 | Neutrophils | [7 empty] | neutrophils | 3017501
7534-1 | {"KU/L": 4} | KU/L | 8810 | 8810 | [9 empty] | 3025366
75369-9 | {} | [12 empty] | 46234845
75373-1 | {"%": 373} | % | 8554 | 8554 | [9 empty] | 46234849
75506-6 | {"SEC": 10} | SEC | 8555 | 8555 | [9 empty] | 46235799
75508-2 | {"SEC": 4} | SEC | 8555 | 8555 | [9 empty] | 46235801
75510-8 | {"SEC": 63} | SEC | 8555 | 8555 | [9 empty] | 46235123
75513-2 | {"SEC": 6} | SEC | 8555 | 8555 | [9 empty] | 46235126
75514-0 | {} | [12 empty] | 46235127
7552-3 | {"KU/L": 5} | KU/L | 8810 | 8810 | [9 empty] | 3015628
75526-4 | {} | [12 empty] | 46235139
75558-7 | {} | [12 empty] | 46235242
7556-4 | {"KU/L": 48} | KU/L | 8810 | 8810 | [9 empty] | 3000998
7557-2 | {"KU/L": 50} | KU/L | 8810 | 8810 | [9 empty] | 3003633
75570-2 | {} | [12 empty] | 46235254
75578-5 | {} | [12 empty] | 46235262
7558-0 | {"KU/L": 118} | KU/L | 8810 | 8810 | [9 empty] | 3002538
75602-3 | {} | [12 empty] | 46235335
75605-6 | {} | [12 empty] | 46235338
75606-4 | {} | [12 empty] | 46235339
75608-0 | {} | [12 empty] | 46235341
7563-0 | {"KU/L": 5} | KU/L | 8810 | 8810 | [9 empty] | 3003843
75655-1 | {"THOUSAND/MICROLITER": 1} | THOUSAND/MICROLITER | 8848 | 8848 | [9 empty] | 46235437
75693-2 | {} | [12 empty] | 46235475
75694-0 | {} | [12 empty] | 46235476
7573-9 | {"KU/L": 1} | KU/L | 8810 | 8810 | [9 empty] | 3036949
75884-7 | {"RATIO": 4} | RATIO | 8523 | 8523 | [9 empty] | 46235692
7591-1 | {"KU/L": 5} | KU/L | 8810 | 8810 | [9 empty] | 3017166
75977-9 | {} | [12 empty] | 46235714
75980-3 | {} | [12 empty] | 46235498
75981-1 | {} | [12 empty] | 46235499
75982-9 | {} | [12 empty] | 46235500
75983-7 | {} | [12 empty] | 46235716
76039-7 | {"PG/ML": 36} | PG/ML | 8845 | 8845 | [9 empty] | 46235736
7604-2 | {"KU/L": 3681} | KU/L | 8810 | 8810 | [9 empty] | 3025260
76070-2 | {} | [12 empty] | 46235749
76078-5 | {} | [12 empty] | 46235757
7608-3 | {"KU/L": 4} | KU/L | 8810 | 8810 | [9 empty] | 3012788
76080-1 | {} | [12 empty] | 46235759
76084-3 | {} | [12 empty] | 46235763
76085-0 | {} | [12 empty] | 46235764
76086-8 | {} | [12 empty] | 46235765
76087-6 | {} | [12 empty] | 46235766
7613-3 | {"KU/L": 69} | KU/L | 8810 | 8810 | [9 empty] | 3027165
7627-3 | {"KU/L": 1} | KU/L | 8810 | 8810 | [9 empty] | 3005904
7632-3 | {"KU/L": 1} | KU/L | 8810 | 8810 | [9 empty] | 3023543
76350-8 | {"%": 3952} | % | 8554 | 8554 | [9 empty] | 46235833
764-1 | {"%": 303828} | % | 8554 | 8554 | Neutrophils_per_band |  |  | 0.9 | 90 |  |  | 1 | serum_band | 3007591
7641-4 | {"KU/L": 1} | KU/L | 8810 | 8810 | [9 empty] | 3004345
7654-7 | {"KU/L": 2} | KU/L | 8810 | 8810 | [9 empty] | 3022136
7656-2 | {} | [12 empty] | 3011605
7661-2 | {"KU/L": 1} | KU/L | 8810 | 8810 | [9 empty] | 3013979
76651-9 | {"U/ML": 299} | U/ML | 8763 | 8763 | [9 empty] | 46235190
76660-0 | {} | [12 empty] | 46235199
76664-2 | {} | [12 empty] | 46234957
76691-5 | {} | [12 empty] | 46235215
7674-5 | {"KU/L": 3} | KU/L | 8810 | 8810 | [9 empty] | 3007542
7691-9 | {"KU/L": 1578} | KU/L | 8810 | 8810 | [9 empty] | 3024469
770-8 | {"%": 2082790} | % | 8554 | 8554 | Neutrophils_per | [8 empty] | 3008342
77020-6 | {} | [12 empty] | 46234980
77021-4 | {} | [12 empty] | 46234981
77022-2 | {} | [12 empty] | 46234982
77023-0 | {} | [12 empty] | 46234983
77024-8 | {} | [12 empty] | 46236734
77026-3 | {} | [12 empty] | 46236736
77027-1 | {} | [12 empty] | 46236737
7704-0 | {"KU/L": 11} | KU/L | 8810 | 8810 | [9 empty] | 3019253
7709-9 | {"KU/L": 1} | KU/L | 8810 | 8810 | [9 empty] | 3001151
771-6 | {"10*9/L": 576345, "X10E3/UL": 34991, "THOUSAND/MICROLITER": 8127, "10": 899} | 10*9/L | 9444 | 8848 | [9 empty] | 3007238
77147-7 | {"ML/MIN/1.73M2": 2, "ML/MIN/1.73 M2": 1} | ML/MIN/1.73M2 | 9117 | 9117 | [9 empty] | 46236952
77174-1 | {} | [12 empty] | 46237016
77202-0 | {} | [12 empty] | 46235085
77207-9 | {"NG/ML": 3} | NG/ML | 8842 | 8842 | [9 empty] | 46237030
77208-7 | {"EU/ML": 5} | EU/ML | 8695 | 8695 | [9 empty] | 46237031
77209-5 | {"EU/ML": 5} | EU/ML | 8695 | 8695 | [9 empty] | 46237032
77210-3 | {"EU/ML": 5} | EU/ML | 8695 | 8695 | [9 empty] | 46237033
77211-1 | {"EU/ML": 5} | EU/ML | 8695 | 8695 | [9 empty] | 46237034
77212-9 | {"EU/ML": 5} | EU/ML | 8695 | 8695 | [9 empty] | 46237035
77213-7 | {"EU/ML": 5} | EU/ML | 8695 | 8695 | [9 empty] | 46237036
77214-5 | {"EU/ML": 5} | EU/ML | 8695 | 8695 | [9 empty] | 46237037
77215-2 | {"EU/ML": 5} | EU/ML | 8695 | 8695 | [9 empty] | 46237038
77216-0 | {"EU/ML": 5} | EU/ML | 8695 | 8695 | [9 empty] | 46237039
7723-0 | {"KU/L": 1} | KU/L | 8810 | 8810 | [9 empty] | 3038159
773-2 | {"/100 WBC": 11491} | /100 WBC | 9032 | 9032 | [9 empty] | 3003311
77307-7 | {"UG/DL": 15, "MCG/DL": 1} | UG/DL | 8837 | 8837 | [9 empty] | 46236017
77354-9 | {} | [12 empty] | 46236059
77378-8 | {} | [12 empty] | 46236083
77396-0 | {} | [12 empty] | 46236097
77397-8 | {} | [12 empty] | 46236098
77399-4 | {} | [12 empty] | 46236100
774-0 | {} | [12 empty] | 3027920
77400-0 | {} | [12 empty] | 46236101
7753-7 | {"KU/L": 1} | KU/L | 8810 | 8810 | [9 empty] | 3007272
7754-5 | {"KU/L": 1} | KU/L | 8810 | 8810 | [9 empty] | 3005684
7756-0 | {"KU/L": 3} | KU/L | 8810 | 8810 | [9 empty] | 3028471
7759-4 | {"KU/L": 1} | KU/L | 8810 | 8810 | [9 empty] | 3011237
776-5 | {"FL": 342713} | FL | 8583 | 8583 | MPV |  |  | 1 | 30 |  |  | 1 | MPV | 3024386
7761-0 | {"KU/L": 8} | KU/L | 8810 | 8810 | [9 empty] | 3027767
777-3 | {"THOU/MM3": 438172, "THOUSAND/UL": 378610, "X10E3/UL": 124893, "K/UL": 712, "THOU/CUMM": 447, "X10-3/UL": 61, "THO/MM3": 36, "X10E3/MCL": 9, "X10 3/UL": 7, "X10 3/MM3": 4, "TH/MM3": 3, "K/CMM": 3, "10*3/MM3": 2, "10E3/UL": 2, "X10(3)/UL": 2} | THOU/MM3 | 8961 | 8848 | PLT |  |  | 2 | 1900 |  |  | 1 | PLT | 3024929
7770-1 | {"KU/L": 1} | KU/L | 8810 | 8810 | [9 empty] | 3026291
77728-4 | {"%": 5} | % | 8554 | 8554 | [9 empty] | 46236418
77729-2 | {"NG/ML": 9} | NG/ML | 8842 | 8842 | [9 empty] | 46236471
77730-0 | {"NG/ML": 9} | NG/ML | 8842 | 8842 | [9 empty] | 46236472
77731-8 | {} | [12 empty] | 46236473
77732-6 | {"NG/ML": 16} | NG/ML | 8842 | 8842 | [9 empty] | 46236474
7789-1 | {} | [12 empty] | 3019416
7790-9 | {} | [12 empty] | 3005854
7791-7 | {} | [12 empty] | 3000456
7792-5 | {} | [12 empty] | 3003715
7793-3 | {} | [12 empty] | 3002620
77948-8 | {} | [12 empty] | 46236883
7795-8 | {} | [12 empty] | 3019761
7797-4 | {} | [12 empty] | 3036273
7798-2 | {} | [12 empty] | 3036792
7801-4 | {"GPL": 1} | GPL | 9100 | 9100 | [9 empty] | 3019110
7802-2 | {"MPL": 1} | MPL | 0 | [10 empty] | 3034807
7826-1 | {"IV": 18} | IV | 0 | [10 empty] | 3005750
7829-5 | {} | [12 empty] | 3024165
783-1 | {"%": 179605} | % | 8554 | 8554 | [9 empty] | 3011587
7830-3 | {} | [12 empty] | 3004742
785-6 | {"PG": 5595044} | PG | 8564 | 8564 | MCH |  |  | 10 | 50 |  |  | 1 | RBC_MCH | 3012030
786-4 | {"G/DL": 6827190, "%": 11222, "GM/DL": 9} | G/DL | 8713 | 8713 | MCHC |  |  | 1 | 200 |  |  | 1 | RBC_MCHC | 3009744
787-2 | {"FL": 4112678} | FL | 8583 | 8583 | MCV |  |  | 20 | 150 |  |  | 1 | RBC_MCV | 3023599
788-0 | {"%": 1983804, "FL": 2} | % | 8554 | 8554 | RDW |  |  | 2 | 40 |  |  | 1 | RDW | 3019897
7883-2 | {"U/ML": 60} | U/ML | 8763 | 8763 | [9 empty] | 3021849
7885-7 | {"U/ML": 5715} | U/ML | 8763 | 8763 | [9 empty] | 3015681
7886-5 | {"U/ML": 797} | U/ML | 8763 | 8763 | [9 empty] | 3008360
7889-9 | {"U/ML": 10} | U/ML | 8763 | 8763 | [9 empty] | 3018198
789-8 | {"X10E6/UL": 3445906, "MILL/CU MM": 1224831, "MILL/MM3": 437284, "MILLION/UL": 382445, "10*6/UL": 70378, "MILLION/MICROLITER": 11185, "10": 2151, "10^6/UL": 378, "MILLION/MCL": 271, "X10": 244, "MIL/UL": 65, "X10-6/UL": 61, "M/MCL": 35, "MILL/UL": 13, "X10E12/L": 9, "X 10 6/UL": 7, "M/MM3": 6, "X10 6/MM3": 4, "MIL/MM3": 3, "M/UL": 3, "M/CMM": 3, "10E6/UL": 2, "X10(6)/UL": 2} | X10E6/UL | 8815 | 8815 | RBC | [6 empty] | 1 | RBC | 3020416
7890-7 | {"U/ML": 10} | U/ML | 8763 | 8763 | [9 empty] | 3013620
7901-2 | {"UNITS": 444} | UNITS | 8510 | 8510 | [9 empty] | 3018195
7903-8 | {"UNITS": 509} | UNITS | 8510 | 8510 | [9 empty] | 3007894
7905-3 | {"S/CO": 42241} | S/CO | 8779 | 8779 | [9 empty] | 3025267
7906-1 | {} | [12 empty] | 3024560
79127-7 | {"MCG/G CREAT": 3} | MCG/G CREAT | 9014 | 9014 | [9 empty] | 21492200
79129-3 | {"MCG/G CREAT": 3} | MCG/G CREAT | 9014 | 9014 | [9 empty] | 21492202
79139-2 | {"NG/ML": 13} | NG/ML | 8842 | 8842 | [9 empty] | 21491929
7917-8 | {} | [12 empty] | 3013906
7918-6 | {} | [12 empty] | 3011325
79182-2 | {"UNITS": 940} | UNITS | 8510 | 8510 | [9 empty] | 21492326
7919-4 | {} | [12 empty] | 3015015
792-2 | {"CUMM": 3851, "CU MM": 2782, "CELLS/UL": 2, "/UL": 2, "MILLION/MICROLITER": 1} | CUMM | 8686 | 8647 | [9 empty] | 3010409
79211-9 | {} | [12 empty] | 21492407
79212-7 | {} | [12 empty] | 21492408
79379-4 | {"COPIES/ML": 214} | COPIES/ML | 8799 | 8799 | [9 empty] | 21492657
79382-8 | {} | [12 empty] | 21492660
79383-6 | {} | [12 empty] | 21492661
79384-4 | {} | [12 empty] | 21492662
79385-1 | {} | [12 empty] | 21492663
79386-9 | {} | [12 empty] | 21492664
79387-7 | {} | [12 empty] | 21492665
79388-5 | {} | [12 empty] | 21492666
79389-3 | {} | [12 empty] | 21492667
79419-8 | {} | [12 empty] | 21492783
79423-0 | {"%": 1} | % | 8554 | 8554 | [9 empty] | 21492787
79570-8 | {} | [12 empty] | 21491194
7959-0 | {} | [12 empty] | 3017421
7962-4 | {} | [12 empty] | 3013927
7963-2 | {"AU": 14} | AU | 45744811 | 45744811 | [9 empty] | 3012284
7966-5 | {} | [12 empty] | 3018867
7967-3 | {"AU": 19} | AU | 45744811 | 45744811 | [9 empty] | 3014183
79713-4 | {} | [12 empty] | 21491536
79719-1 | {} | [12 empty] | 21491542
79720-9 | {} | [12 empty] | 21491543
7974-9 | {} | [12 empty] | 3008909
7985-5 | {} | [12 empty] | 3027601
7986-3 | {} | [12 empty] | 3028731
7987-1 | {} | [12 empty] | 3024366
7993-9 | {} | [12 empty] | 3025023
8009-3 | {} | [12 empty] | 3016944
801-1 | {} | [12 empty] | 3020412
8010-1 | {} | [12 empty] | 3012063
8015-0 | {"AU/ML": 18} | AU/ML | 8763 | 8763 | [9 empty] | 3017527
802-9 | {} | [12 empty] | 3005481
80203-3 | {} | [12 empty] | 21494795
80220-7 | {} | [12 empty] | 21494812
80221-5 | {} | [12 empty] | 21494813
803-7 | {} | [12 empty] | 3004381
80348-6 | {} | [12 empty] | 21492842
80349-4 | {} | [12 empty] | 21492843
80350-2 | {} | [12 empty] | 21492844
80351-0 | {} | [12 empty] | 21492845
80372-6 | {} | [12 empty] | 21492860
8039-0 | {"IU/ML": 3227} | IU/ML | 8985 | 8985 | [9 empty] | 3014959
8040-8 | {} | [12 empty] | 3027529
8047-3 | {"INDEX": 159} | INDEX | -1 | -1 | [9 empty] | 3022575
80517-6 | {} | [12 empty] | 21493215
80563-0 | {} | [12 empty] | 21493261
8059-8 | {} | [12 empty] | 3020349
806-0 | {"CUMM": 3856, "CU MM": 2782, "CELLS/UL": 2, "THOUSAND/MICROLITER": 1} | CUMM | 8686 | 8784 | [9 empty] | 3023694
8061-4 | {"IU/ML": 47} | IU/ML | 8985 | 8985 | [9 empty] | 3004616
8065-5 | {"GPL U/ML": 991} | GPL U/ML | 9157 | 9157 | [9 empty] | 3035544
80660-4 | {} | [12 empty] | 21492965
8067-1 | {"MPL U/ML": 2320, "MPLU/ML": 2146} | MPL U/ML | 8763 | 8763 | [9 empty] | 3037492
80689-3 | {} | [12 empty] | 21491517
80691-9 | {} | [12 empty] | 21491519
80692-7 | {} | [12 empty] | 21491520
80693-5 | {} | [12 empty] | 21493662
80694-3 | {} | [12 empty] | 21493663
80695-0 | {} | [12 empty] | 21493664
8071-3 | {"UNITS": 238} | UNITS | 8510 | 8510 | [9 empty] | 3000636
8072-1 | {"UU/ML": 150} | UU/ML | 8860 | 8860 | [9 empty] | 3037870
8076-2 | {} | [12 empty] | 3013023
8077-0 | {"UNITS": 5} | UNITS | 8510 | 8510 | [9 empty] | 3011617
80824-6 | {} | [12 empty] | 21493898
8086-1 | {"JDF": 249} | JDF | 0 | [10 empty] | 3018870
8087-9 | {"UNITS": 282, "U": 121, "UNIT": 30} | UNITS | 8510 | 8510 | [9 empty] | 3014178
8092-9 | {} | [12 empty] | 3014568
8097-8 | {"TITER": 51} | TITER | 8525 | 8525 | [9 empty] | 3023296
8098-6 | {"IU/ML": 7787, "NG/ML": 593, "U/ML": 313} | IU/ML | 8985 | 8763 | [9 empty] | 3025547
80981-4 | {"NG/ML": 1} | NG/ML | 8842 | 8842 | [9 empty] | 21494236
8099-4 | {"IU/ML": 10284, "U/ML": 2688} | IU/ML | 8985 | 8763 | [9 empty] | 3027238
81-0 | {} | [12 empty] | 3020743
8100-0 | {} | [12 empty] | 3003891
8101-8 | {"%": 7424} | % | 8554 | 8554 | [9 empty] | 3007449
8112-5 | {"%": 1844} | % | 8554 | 8554 | [9 empty] | 3027831
8116-6 | {"CELLS/UL": 1957, "/UL": 1252} | CELLS/UL | 8784 | 8647 | [9 empty] | 3010503
8117-4 | {"%": 3216} | % | 8554 | 8554 | [9 empty] | 3016228
8119-0 | {"%": 9} | % | 8554 | 8554 | [9 empty] | 3022878
81201-6 | {} | [12 empty] | 21494860
8122-4 | {"CELLS/UL": 3379, "/UL": 2162} | CELLS/UL | 8784 | 8647 | [9 empty] | 3011412
8123-2 | {"%": 12857} | % | 8554 | 8554 | [9 empty] | 3014037
81230-5 | {} | [12 empty] | 21494889
8124-0 | {"%": 5578, "% LEUKOCYTES": 461} | % | 8554 | 8554 | [9 empty] | 3022533
8125-7 | {"% LEUKOCYTES": 982} | % LEUKOCYTES | 8554 | 8554 | [9 empty] | 3023256
81256-0 | {} | [12 empty] | 21495014
81258-6 | {"%": 4} | % | 8554 | 8554 | [9 empty] | 21495016
81293-3 | {} | [12 empty] | 21495051
8131-5 | {"%": 1} | % | 8554 | 8554 | [9 empty] | 3019557
8134-9 | {"%": 5} | % | 8554 | 8554 | [9 empty] | 3004291
814-4 | {"CELLS/UL": 163} | CELLS/UL | 8784 | 8784 | [9 empty] | 3033878
81420-2 | {} | [12 empty] | 21493417
8149-7 | {"NG/ML": 40} | NG/ML | 8842 | 8842 | [9 empty] | 3011672
81641-3 | {} | [12 empty] | 21493867
81691-8 | {} | [12 empty] | 21493968
81692-6 | {} | [12 empty] | 21493969
81693-4 | {} | [12 empty] | 21493970
81694-2 | {} | [12 empty] | 21493971
81695-9 | {} | [12 empty] | 21493972
8170-3 | {"NG/ML": 42, "MCG/L": 1} | NG/ML | 8842 | 8842 | [9 empty] | 3015528
8172-9 | {"NG/ML": 40} | NG/ML | 8842 | 8842 | [9 empty] | 3016961
81732-0 | {"UNITS": 13} | UNITS | 8510 | 8510 | [9 empty] | 21494114
81742-9 | {"SI": 12} | SI | 0 | [10 empty] | 21494124
81743-7 | {} | [12 empty] | 21494125
8191-9 | {"NG/ML": 16} | NG/ML | 8842 | 8842 | [9 empty] | 3026225
82134-8 | {} | [12 empty] | 21493195
82140-5 | {} | [12 empty] | 21493201
82160-3 | {} | [12 empty] | 21493329
82161-1 | {} | [12 empty] | 21493330
82162-9 | {} | [12 empty] | 21493331
82163-7 | {} | [12 empty] | 21493147
82164-5 | {} | [12 empty] | 21493148
82165-2 | {} | [12 empty] | 21493149
82166-0 | {} | [12 empty] | 21493332
82167-8 | {} | [12 empty] | 21493333
82168-6 | {} | [12 empty] | 21493334
82169-4 | {} | [12 empty] | 21493335
8217-2 | {"MCG/L": 1} | MCG/L | 8748 | 8748 | [9 empty] | 3033911
82170-2 | {} | [12 empty] | 21493336
82171-0 | {} | [12 empty] | 21493337
82172-8 | {} | [12 empty] | 21493338
82173-6 | {} | [12 empty] | 21493339
82174-4 | {} | [12 empty] | 21493340
82175-1 | {} | [12 empty] | 21493341
82176-9 | {} | [12 empty] | 21493342
82177-7 | {} | [12 empty] | 21493343
82178-5 | {} | [12 empty] | 21493344
82179-3 | {} | [12 empty] | 21493345
82181-9 | {} | [12 empty] | 21493347
82183-5 | {} | [12 empty] | 21493349
82186-8 | {} | [12 empty] | 21493352
82187-6 | {} | [12 empty] | 21493353
82188-4 | {} | [12 empty] | 21493354
82189-2 | {} | [12 empty] | 21493355
8219-8 | {"NG/ML": 40} | NG/ML | 8842 | 8842 | [9 empty] | 3022738
82190-0 | {} | [12 empty] | 21493356
82191-8 | {} | [12 empty] | 21493357
82192-6 | {} | [12 empty] | 21493358
82194-2 | {} | [12 empty] | 21493360
82195-9 | {} | [12 empty] | 21493361
82196-7 | {} | [12 empty] | 21493362
82197-5 | {} | [12 empty] | 21493465
82198-3 | {} | [12 empty] | 21493466
82199-1 | {} | [12 empty] | 21493467
82200-7 | {} | [12 empty] | 21493468
82201-5 | {} | [12 empty] | 21493469
82202-3 | {} | [12 empty] | 21493470
82203-1 | {} | [12 empty] | 21493471
82204-9 | {} | [12 empty] | 21493472
82205-6 | {} | [12 empty] | 21493473
82206-4 | {} | [12 empty] | 21493474
82207-2 | {} | [12 empty] | 21493475
82208-0 | {} | [12 empty] | 21493476
82209-8 | {} | [12 empty] | 21493477
82210-6 | {} | [12 empty] | 21493478
82211-4 | {} | [12 empty] | 21493479
82212-2 | {} | [12 empty] | 21493480
82213-0 | {} | [12 empty] | 21493481
82334-4 | {} | [12 empty] | 42529419
8236-2 | {"NG/ML": 40} | NG/ML | 8842 | 8842 | [9 empty] | 3014929
82380-7 | {} | [12 empty] | 42529517
82390-6 | {"SI": 12} | SI | 0 | [10 empty] | 42529527
82393-0 | {"SI": 12} | SI | 0 | [10 empty] | 42529530
82425-0 | {"UNITS": 248, "SI": 152} | UNITS | 8510 | 8510 | [9 empty] | 42529583
8245-3 | {"UG/DL": 422} | UG/DL | 8837 | 8837 | [9 empty] | 3004167
8246-1 | {"/HPF": 4059} | /HPF | 8786 | 8786 | [9 empty] | 3007350
8247-9 | {"/LPF": 1} | /LPF | 8765 | 8765 | [9 empty] | 3006175
8248-7 | {"/HPF": 2712} | /HPF | 8786 | 8786 | [9 empty] | 3026796
8252-9 | {} | [12 empty] | 3007775
8254-5 | {} | [12 empty] | 3028012
8255-2 | {} | [12 empty] | 3024205
8262-8 | {} | [12 empty] | 3025395
8263-6 | {} | [12 empty] | 3026534
8264-4 | {} | [12 empty] | 3012829
8265-1 | {} | [12 empty] | 3027353
8266-9 | {} | [12 empty] | 3013557
8267-7 | {} | [12 empty] | 3010981
82675-0 | {} | [12 empty] | 42528835
8270-1 | {} | [12 empty] | 3010314
82719-6 | {} | [12 empty] | 42528879
8272-7 | {} | [12 empty] | 3009314
8277-6 | {"METERS SQ": 4} | METERS SQ | 8617 | 8617 | [9 empty] | 3005424
82939-0 | {} | [12 empty] | 42529070
82964-8 | {"NG/ML": 3} | NG/ML | 8842 | 8842 | [9 empty] | 42529095
82978-8 | {} | [12 empty] | 42529109
82979-6 | {} | [12 empty] | 42529110
82991-1 | {} | [12 empty] | 42528688
82992-9 | {"UNITS": 249} | UNITS | 8510 | 8510 | [9 empty] | 42528689
8302-2 | {} | [12 empty] | 3036277
83052-1 | {"%": 116} | % | 8554 | 8554 | [9 empty] | 42529558
83057-0 | {"%": 76} | % | 8554 | 8554 | [9 empty] | 42529176
83081-0 | {} | [12 empty] | 42529198
8310-5 | {"\u00b0F": 42444, "DEGREESC": 35121, "F": 31364} | DEGF | 9289 | 9289 | [9 empty] | 3020891
8338-6 | {} | [12 empty] | 3013853
8462-4 | {"MMHG": 1} | MMHG | 8876 | 8876 | [9 empty] | 3012888
8480-6 | {"MMHG": 7} | MMHG | 8876 | 8876 | [9 empty] | 3004249
84923-2 | {"SI": 2} | SI | 0 | [10 empty] | 42527806
84924-0 | {} | [12 empty] | 42527807
84925-7 | {} | [12 empty] | 42527808
84926-5 | {} | [12 empty] | 42527809
84927-3 | {} | [12 empty] | 42527810
85-1 | {} | [12 empty] | 3001874
85147-7 | {} | [12 empty] | 42527892
85148-5 | {} | [12 empty] | 42527893
85149-3 | {} | [12 empty] | 42527894
85358-0 | {"U": 60} | U | 8510 | 8510 | [9 empty] | 36203189
85359-8 | {"U": 60} | U | 8510 | 8510 | [9 empty] | 36203190
85363-0 | {} | [12 empty] | 36203194
85498-4 | {} | [12 empty] | 36203342
85501-5 | {} | [12 empty] | 36203345
85502-3 | {} | [12 empty] | 36203346
85763-1 | {} | [12 empty] | 36204425
85764-9 | {} | [12 empty] | 36204426
85765-6 | {} | [12 empty] | 36203568
85766-4 | {} | [12 empty] | 36203569
85767-2 | {} | [12 empty] | 36203570
85768-0 | {} | [12 empty] | 36203571
85769-8 | {} | [12 empty] | 36203572
85772-2 | {} | [12 empty] | 36203575
85773-0 | {} | [12 empty] | 36203576
85774-8 | {} | [12 empty] | 36203577
85776-3 | {} | [12 empty] | 36203579
85777-1 | {} | [12 empty] | 36203580
85778-9 | {} | [12 empty] | 36203581
85779-7 | {} | [12 empty] | 36203226
85780-5 | {} | [12 empty] | 36203227
85781-3 | {} | [12 empty] | 36203228
85782-1 | {} | [12 empty] | 36203582
85783-9 | {} | [12 empty] | 36203583
85784-7 | {} | [12 empty] | 36203584
85785-4 | {} | [12 empty] | 36203585
85793-8 | {} | [12 empty] | 36203593
85827-4 | {} | [12 empty] | 36203627
85954-6 | {"UG/ML": 510} | UG/ML | 8859 | 8859 | [9 empty] | 36203821
85955-3 | {"UG/ML": 246} | UG/ML | 8859 | 8859 | [9 empty] | 36203822
85974-4 | {"UG/ML": 16} | UG/ML | 8859 | 8859 | [9 empty] | 36203909
85977-7 | {"UG/ML": 610} | UG/ML | 8859 | 8859 | [9 empty] | 36203231
85991-8 | {"UG/ML": 510} | UG/ML | 8859 | 8859 | [9 empty] | 36203922
85992-6 | {"UG/ML": 252} | UG/ML | 8859 | 8859 | [9 empty] | 36203923
86009-8 | {} | [12 empty] | 36203990
86010-6 | {"UG/ML": 155} | UG/ML | 8859 | 8859 | [9 empty] | 36203991
86021-3 | {"UG/ML": 252} | UG/ML | 8859 | 8859 | [9 empty] | 36204002
86024-7 | {} | [12 empty] | 36204005
86038-7 | {"UG/ML": 155} | UG/ML | 8859 | 8859 | [9 empty] | 36204015
86039-5 | {} | [12 empty] | 36204016
86045-2 | {} | [12 empty] | 36204022
86046-0 | {"UG/ML": 155} | UG/ML | 8859 | 8859 | [9 empty] | 36204023
86052-8 | {} | [12 empty] | 36204029
86053-6 | {"UG/ML": 155} | UG/ML | 8859 | 8859 | [9 empty] | 36204030
86061-9 | {"UG/ML": 252} | UG/ML | 8859 | 8859 | [9 empty] | 36204091
86064-3 | {"UG/ML": 510} | UG/ML | 8859 | 8859 | [9 empty] | 36204094
86080-9 | {"UG/ML": 101} | UG/ML | 8859 | 8859 | [9 empty] | 36204110
86081-7 | {"UG/ML": 16} | UG/ML | 8859 | 8859 | [9 empty] | 36204111
86098-1 | {} | [12 empty] | 36204178
86099-9 | {"UG/ML": 155} | UG/ML | 8859 | 8859 | [9 empty] | 36204179
86107-0 | {"UG/ML": 610} | UG/ML | 8859 | 8859 | [9 empty] | 36204187
86108-8 | {"UG/ML": 16} | UG/ML | 8859 | 8859 | [9 empty] | 36204188
86122-9 | {} | [12 empty] | 36204278
86123-7 | {"UG/ML": 155} | UG/ML | 8859 | 8859 | [9 empty] | 36204279
86129-4 | {"UG/ML": 13} | UG/ML | 8859 | 8859 | [9 empty] | 36204285
86130-2 | {"UG/ML": 594} | UG/ML | 8859 | 8859 | [9 empty] | 36204286
86147-6 | {"UG/ML": 610} | UG/ML | 8859 | 8859 | [9 empty] | 36204351
86148-4 | {"UG/ML": 16} | UG/ML | 8859 | 8859 | [9 empty] | 36204352
86166-6 | {"UG/ML": 16} | UG/ML | 8859 | 8859 | [9 empty] | 36204370
86169-0 | {"UG/ML": 610} | UG/ML | 8859 | 8859 | [9 empty] | 36204373
86221-9 | {} | [12 empty] | 36203847
86222-7 | {"NMOL/L": 18} | NMOL/L | 8736 | 8736 | [9 empty] | 36204193
86226-8 | {"NG/ML": 5} | NG/ML | 8842 | 8842 | [9 empty] | 36204197
86227-6 | {"NG/ML": 5} | NG/ML | 8842 | 8842 | [9 empty] | 36204198
86229-2 | {"NG/ML": 5} | NG/ML | 8842 | 8842 | [9 empty] | 36203848
86230-0 | {"NG/ML": 5} | NG/ML | 8842 | 8842 | [9 empty] | 36203849
86609-5 | {"NG/MG CREAT": 1} | NG/MG CREAT | 44777625 | 44777625 | [9 empty] | 36204321
86611-1 | {} | [12 empty] | 36204323
8670-2 | {} | [12 empty] | 3004395
8677-7 | {} | [12 empty] | 3021806
86898-4 | {"UG/ML": 5} | UG/ML | 8859 | 8859 | [9 empty] | 36305075
86899-2 | {"NG/ML": 5} | NG/ML | 8842 | 8842 | [9 empty] | 36305882
8691-8 | {} | [12 empty] | 3012547
86930-5 | {} | [12 empty] | 36304196
86951-1 | {"NMOL/MIN/ML": 12} | NMOL/MIN/ML | 44777635 | 44777635 | [9 empty] | 36305170
87406-5 | {"UG/ML": 3} | UG/ML | 8859 | 8859 | [9 empty] | 36304617
87407-3 | {"NG/ML": 3} | NG/ML | 8842 | 8842 | [9 empty] | 36306063
87408-1 | {"MCG/ML": 6, "UG/ML": 3} | MCG/ML | 8859 | 8859 | [9 empty] | 36305790
87409-9 | {"AU/ML": 6} | AU/ML | 8763 | 8763 | [9 empty] | 36305036
87434-7 | {"RATIO": 1843} | RATIO | 8523 | 8523 | [9 empty] | 36304575
87496-6 | {"UG/ML": 1} | UG/ML | 8859 | 8859 | [9 empty] | 36304011
882-1 | {} | [12 empty] | 3003694
88250-6 | {} | [12 empty] | 36304378
88293-6 | {"ML/MIN/1.73M2": 3} | ML/MIN/1.73M2 | 9117 | 9117 | [9 empty] | 36306178
88294-4 | {"ML/MIN/1.73M2": 1} | ML/MIN/1.73M2 | 9117 | 9117 | [9 empty] | 36303797
883-9 | {} | [12 empty] | 3002529
88447-8 | {} | [12 empty] | 36304928
88448-6 | {} | [12 empty] | 36306202
88517-8 | {"IU/ML": 6073} | IU/ML | 8985 | 8985 | [9 empty] | 36305335
88518-6 | {"IU/ML": 70} | IU/ML | 8985 | 8985 | [9 empty] | 36304997
88519-4 | {} | [12 empty] | 36305996
88725-7 | {"UNITS": 248, "SI": 152} | UNITS | 8510 | 8510 | [9 empty] | 36306115
88727-3 | {"SI": 3} | SI | 0 | [10 empty] | 36305167
88732-3 | {"SI": 11} | SI | 0 | [10 empty] | 36304323
88733-1 | {"SI": 11} | SI | 0 | [10 empty] | 36303431
88735-6 | {"SI": 12} | SI | 0 | [10 empty] | 36304411
88736-4 | {"SI": 175, "UNITS": 86} | SI | 0 | [10 empty] | 36304913
88737-2 | {"SI": 12} | SI | 0 | [10 empty] | 36305957
88738-0 | {"SI": 12} | SI | 0 | [10 empty] | 36304876
88739-8 | {"UNITS": 226, "SI": 152} | UNITS | 8510 | 8510 | [9 empty] | 36305608
88741-4 | {"SI": 12} | SI | 0 | [10 empty] | 36304018
88742-2 | {"SI": 12} | SI | 0 | [10 empty] | 36305821
888-8 | {} | [12 empty] | 3036472
88992-3 | {"NG/ML": 3} | NG/ML | 8842 | 8842 | [9 empty] | 36305389
88994-9 | {"%": 1} | % | 8554 | 8554 | [9 empty] | 36304692
88995-6 | {"%": 1} | % | 8554 | 8554 | [9 empty] | 36305503
88996-4 | {} | [12 empty] | 36304618
88997-2 | {"%": 1} | % | 8554 | 8554 | [9 empty] | 36303532
88998-0 | {"%": 1} | % | 8554 | 8554 | [9 empty] | 36303453
88999-8 | {} | [12 empty] | 36304949
890-4 | {} | [12 empty] | 3001079
89993-0 | {} | [12 empty] | 1175290
90040-7 | {} | [12 empty] | 1176303
90080-3 | {} | [12 empty] | 1175169
90360-9 | {"UM": 1} | UM | 9666 | 9666 | [9 empty] | 1176030
90448-2 | {"IV": 2} | IV | 0 | [10 empty] | 1175296
906-8 | {} | [12 empty] | 3015789
90779-0 | {"AU": 11} | AU | 45744811 | 45744811 | [9 empty] | 1175645
90780-8 | {"AU": 9} | AU | 45744811 | 45744811 | [9 empty] | 1175556
90781-6 | {"NG/ML": 1} | NG/ML | 8842 | 8842 | [9 empty] | 1175410
90880-6 | {"KU/L": 13} | KU/L | 8810 | 8810 | [9 empty] | 1175134
91545-4 | {} | [12 empty] | 37021531
92131-2 | {} | [12 empty] | 37021152
92141-1 | {} | [12 empty] | 37021252
92142-9 | {} | [12 empty] | 37020635
92674-1 | {} | [12 empty] | 37019966
92899-4 | {} | [12 empty] | 37019924
92900-0 | {} | [12 empty] | 37020289
92902-6 | {} | [12 empty] | 37019541
92903-4 | {} | [12 empty] | 37020721
92946-3 | {} | [12 empty] | 37021272
92948-9 | {} | [12 empty] | 37021074
92950-5 | {} | [12 empty] | 37021298
92952-1 | {} | [12 empty] | 37019527
92954-7 | {} | [12 empty] | 37021563
92956-2 | {} | [12 empty] | 37020792
92957-0 | {} | [12 empty] | 37019493
92959-6 | {} | [12 empty] | 37020756
92961-2 | {} | [12 empty] | 37021197
92963-8 | {} | [12 empty] | 37020005
92965-3 | {} | [12 empty] | 37020972
92968-7 | {} | [12 empty] | 37021134
92969-5 | {} | [12 empty] | 37019632
92970-3 | {} | [12 empty] | 37020863
92972-9 | {} | [12 empty] | 37020928
92974-5 | {} | [12 empty] | 37019583
92976-0 | {} | [12 empty] | 37021109
92977-8 | {} | [12 empty] | 37020995
92978-6 | {} | [12 empty] | 37020565
92979-4 | {} | [12 empty] | 37021050
92980-2 | {} | [12 empty] | 37020079
92982-8 | {} | [12 empty] | 37020216
92984-4 | {} | [12 empty] | 37020919
92987-7 | {} | [12 empty] | 37020807
92988-5 | {} | [12 empty] | 37021511
93047-9 | {} | [12 empty] | 37021329
9315-3 | {} | [12 empty] | 3001904
9316-1 | {} | [12 empty] | 3000580
9317-9 | {} | [12 empty] | 3033641
9318-7 | {"MCG/MG CREAT": 27408, "MG/G CREAT": 8869, "MG/G CREATININE": 3239, "MG/GCREATININE": 1028, "UG/MG CREAT": 24} | MCG/MG CREAT | 9072 | 9017 | UACR | [7 empty] | uacr | 3034485
93199-8 | {} | [12 empty] | 1001873
9321-1 | {"MG/G CREAT": 143, "MG/G OF CREATININE": 43, "MG/GOFCREATININE": 29, "MG/MG CREAT": 6} | MG/G CREAT | 9017 | 9017 | CACR_R_UR | [8 empty] | 3002481
933-2 | {} | [12 empty] | 3012796
9330-2 | {"MCG/ML": 1} | MCG/ML | 8859 | 8859 | [9 empty] | 3036033
9332-8 | {"MCG/ML": 1} | MCG/ML | 8859 | 8859 | [9 empty] | 3036836
9333-6 | {"MCG/ML": 1} | MCG/ML | 8859 | 8859 | [9 empty] | 3023347
9334-4 | {"MG/DL": 1} | MG/DL | 8840 | 8840 | [9 empty] | 3009210
9335-1 | {} | [12 empty] | 3014429
9339-3 | {} | [12 empty] | 3016941
934-0 | {} | [12 empty] | 3027929
9343-5 | {"UG/L": 98} | UG/L | 8748 | 8748 | [9 empty] | 3016460
9345-0 | {"UG/L": 98} | UG/L | 8748 | 8748 | [9 empty] | 3017526
93493-5 | {"CU": 1} | CU | 45744813 | 45744813 | [9 empty] | 1002162
9351-8 | {} | [12 empty] | 3018183
9360-9 | {"TITER": 6} | TITER | 8525 | 8525 | [9 empty] | 3006355
9361-7 | {"TITER": 4} | TITER | 8525 | 8525 | [9 empty] | 3022341
9362-5 | {"INDEX": 3} | INDEX | -1 | -1 | [9 empty] | 3025149
9363-3 | {"INDEX": 7, "U/ML": 3} | INDEX | -1 | 8763 | [9 empty] | 3026048
9364-1 | {"INDEX": 7} | INDEX | -1 | -1 | [9 empty] | 3026883
9374-0 | {} | [12 empty] | 3010437
93746-6 | {"G/KG/24 HR": 51} | G/KG/24 HR | 0 | [10 empty] | 1002241
93812-6 | {} | [12 empty] | 1001830
9383-1 | {"NG/ML": 3} | NG/ML | 8842 | 8842 | [9 empty] | 3023194
9393-0 | {"NG/ML": 3} | NG/ML | 8842 | 8842 | [9 empty] | 3003195
9394-8 | {"NG/ML": 2} | NG/ML | 8842 | 8842 | [9 empty] | 3002082
9407-8 | {"MG/DL": 2} | MG/DL | 8840 | 8840 | [9 empty] | 3014717
94087-4 | {} | [12 empty] | 1002418
9410-2 | {"MG/24 H": 10, "UG/24 HR": 5} | MG/24 H | 8909 | 8906 | [9 empty] | 3038021
9413-6 | {"G/24 H": 24, "G/D": 1} | G/24 H | 8807 | 8807 | [9 empty] | 3015196
9423-5 | {"IU/ML": 8} | IU/ML | 8985 | 8985 | [9 empty] | 3018489
9425-0 | {"MG/DL": 2} | MG/DL | 8840 | 8840 | [9 empty] | 3007956
9428-4 | {} | [12 empty] | 3025770
9430-0 | {"MCG/ML": 1} | MCG/ML | 8859 | 8859 | [9 empty] | 3003890
94306-8 | {} | [12 empty] | 706169
94309-2 | {} | [12 empty] | 706170
9431-8 | {"MCG/ML": 1} | MCG/ML | 8859 | 8859 | [9 empty] | 3007447
9434-2 | {"%": 1} | % | 8554 | 8554 | [9 empty] | 3025205
94419-9 | {} | [12 empty] | 36660692
94420-7 | {} | [12 empty] | 36660107
94421-5 | {} | [12 empty] | 36660336
94457-9 | {"UG/L": 2} | UG/L | 8748 | 8748 | [9 empty] | 36660515
94458-7 | {"UG/L": 2} | UG/L | 8748 | 8748 | [9 empty] | 36659905
9447-4 | {"MCG/L": 5} | MCG/L | 8748 | 8748 | [9 empty] | 3016227
94500-6 | {} | [12 empty] | 706163
94505-5 | {"INDEX": 509, "AU/ML": 28} | INDEX | -1 | -1 | [9 empty] | 706177
94506-3 | {"COI": 13} | COI | -1 | -1 | [9 empty] | 706178
9451-6 | {"MCG/L": 5} | MCG/L | 8748 | 8748 | [9 empty] | 3011494
94534-5 | {} | [12 empty] | 706160
94558-4 | {} | [12 empty] | 723477
94562-6 | {} | [12 empty] | 723473
94563-4 | {} | [12 empty] | 723474
94564-2 | {} | [12 empty] | 723475
94661-6 | {} | [12 empty] | 723480
9472-2 | {"PPB": 7} | PPB | 8703 | 8703 | [9 empty] | 3001803
9473-0 | {"PPB": 7} | PPB | 8703 | 8703 | [9 empty] | 3000701
9474-8 | {"PPB": 7} | PPB | 8703 | 8703 | [9 empty] | 3038162
94759-8 | {} | [12 empty] | 586526
94762-2 | {} | [12 empty] | 586515
94769-7 | {"U/ML": 1} | U/ML | 8763 | 8763 | [9 empty] | 586522
948-0 | {} | [12 empty] | 3003573
9498-7 | {} | [12 empty] | 3007068
9500-0 | {} | [12 empty] | 3014259
9506-7 | {"MCG/ML": 1} | MCG/ML | 8859 | 8859 | [9 empty] | 3025501
9507-5 | {"MCG/ML": 1} | MCG/ML | 8859 | 8859 | [9 empty] | 3026630
9508-3 | {} | [12 empty] | 3027465
95209-3 | {} | [12 empty] | 757685
9522-4 | {"U": 33, "IV": 9} | U | 8510 | 8510 | [9 empty] | 3024654
9524-0 | {} | [12 empty] | 3011709
9527-3 | {"UG/24 HR": 20, "MCG/24 H": 16} | UG/24 HR | 8906 | 8906 | [9 empty] | 3023552
9537-2 | {"AU/ML": 2} | AU/ML | 8763 | 8763 | [9 empty] | 3003318
9539-8 | {} | [12 empty] | 3023413
9540-6 | {} | [12 empty] | 3021023
9541-4 | {} | [12 empty] | 3005634
95547-6 | {} | [12 empty] | 36031973
95548-4 | {"%": 1} | % | 8554 | 8554 | [9 empty] | 36031274
95549-2 | {"%": 1} | % | 8554 | 8554 | [9 empty] | 36032156
9558-8 | {} | [12 empty] | 3018071
9571-1 | {} | [12 empty] | 3009121
9572-9 | {} | [12 empty] | 3015822
9584-4 | {} | [12 empty] | 3028013
9585-1 | {} | [12 empty] | 3023959
9586-9 | {} | [12 empty] | 3024784
9587-7 | {} | [12 empty] | 3025619
9588-5 | {} | [12 empty] | 3012152
9589-3 | {} | [12 empty] | 3026699
9590-1 | {} | [12 empty] | 3021767
9591-9 | {} | [12 empty] | 3025787
9592-7 | {} | [12 empty] | 3025396
9593-5 | {} | [12 empty] | 3026535
9594-3 | {} | [12 empty] | 3012830
9595-0 | {} | [12 empty] | 3027354
9596-8 | {} | [12 empty] | 3013556
9597-6 | {} | [12 empty] | 3010980
9598-4 | {} | [12 empty] | 3014671
9599-2 | {} | [12 empty] | 3020816
9610-7 | {} | [12 empty] | 3014658
9622-2 | {"NMOL/L": 2444, "NG/ML": 521, "PG/ML": 31} | NMOL/L | 8736 | 8845 | [9 empty] | 3002431
9624-8 | {"MG/L": 137} | MG/L | 8751 | 8751 | [9 empty] | 3019414
96251-4 | {"UG/L": 2} | UG/L | 8748 | 8748 | [9 empty] | 36031403
9627-1 | {"NG/ML": 17, "MCG/L": 4} | NG/ML | 8842 | 8842 | [9 empty] | 3036230
9629-7 | {"UG/ML": 111, "NG/ML": 105, "MCG/ML": 56} | UG/ML | 8859 | 8859 | [9 empty] | 3012861
96301-7 | {} | [12 empty] | 36032118
96302-5 | {} | [12 empty] | 36031871
96303-3 | {} | [12 empty] | 36032205
96304-1 | {} | [12 empty] | 36031282
96305-8 | {} | [12 empty] | 36031423
96306-6 | {} | [12 empty] | 36031982
96307-4 | {} | [12 empty] | 36031722
96308-2 | {} | [12 empty] | 36031851
96309-0 | {} | [12 empty] | 36031360
96310-8 | {} | [12 empty] | 36031504
96311-6 | {} | [12 empty] | 36032325
96312-4 | {} | [12 empty] | 36031280
96313-2 | {} | [12 empty] | 36032369
9633-9 | {} | [12 empty] | 3036788
9637-0 | {"MCG/ML": 1} | MCG/ML | 8859 | 8859 | [9 empty] | 3008990
96396-7 | {"LOG IU/ML": 3592} | LOG IU/ML | 9084 | 9084 | [9 empty] | 36031666
9643-8 | {"%": 18} | % | 8554 | 8554 | [9 empty] | 3008558
9645-3 | {"MCG/G CR": 38} | MCG/G CR | 9014 | 9014 | [9 empty] | 3016716
96501-2 | {"UNITS": 31} | UNITS | 8510 | 8510 | [9 empty] | 36031500
9652-9 | {} | [12 empty] | 3018136
9656-0 | {"IV": 19} | IV | 0 | [10 empty] | 3025221
96566-5 | {} | [12 empty] | 36031774
9660-2 | {} | [12 empty] | 3007417
9661-0 | {} | [12 empty] | 3006323
9662-8 | {} | [12 empty] | 3022061
9664-4 | {} | [12 empty] | 3025705
9666-9 | {} | [12 empty] | 3013123
9667-7 | {} | [12 empty] | 3027347
9668-5 | {} | [12 empty] | 3013854
96969-1 | {} | [12 empty] | 1616848
9708-9 | {"TITER": 2} | TITER | 8525 | 8525 | [9 empty] | 3014434
9709-7 | {"TITER": 2} | TITER | 8525 | 8525 | [9 empty] | 3009044
972-0 | {} | [12 empty] | 3033840
9727-9 | {"% EOS": 4} | % EOS | 9222 | 9222 | [9 empty] | 3006803
9728-7 | {"CELLS/UL": 1461, "/UL": 386} | CELLS/UL | 8784 | 8784 | [9 empty] | 3025271
9730-3 | {"UG/24 HR": 20, "MCG/24 H": 16} | UG/24 HR | 8906 | 8906 | [9 empty] | 3014508
9738-6 | {"UG/ML": 95, "MCG/ML": 11} | UG/ML | 8859 | 8859 | [9 empty] | 3013412
9750-1 | {} | [12 empty] | 3024076
9753-5 | {} | [12 empty] | 3011126
9754-3 | {} | [12 empty] | 3018964
9755-0 | {} | [12 empty] | 3022244
9757-6 | {} | [12 empty] | 3023795
97606-8 | {"NG/ML": 40} | NG/ML | 8842 | 8842 | [9 empty] | 1616374
97607-6 | {"NG/ML": 40} | NG/ML | 8842 | 8842 | [9 empty] | 1616799
9766-7 | {} | [12 empty] | 3003142
9768-3 | {} | [12 empty] | 3035553
9776-6 | {"UG/ML": 41, "NG/ML": 19} | UG/ML | 8859 | 8842 | [9 empty] | 3038117
9780-8 | {"MILLION/ML": 8} | MILLION/ML | 8816 | 8816 | [9 empty] | 3000606
9781-6 | {} | [12 empty] | 3033617
9783-2 | {} | [12 empty] | 3034704
9784-0 | {} | [12 empty] | 3019963
9795-6 | {} | [12 empty] | 3014880
9796-4 | {} | [12 empty] | 3015110
9802-0 | {"MM": 877} | MM | 8588 | 8588 | [9 empty] | 3014188
9804-6 | {"MG": 848, "G": 417} | MG | 8576 | 8504 | [9 empty] | 3007527
9811-1 | {"NG/ML": 1548, "NMOL/L": 47} | NG/ML | 8842 | 8736 | [9 empty] | 3006407
9812-9 | {"MCG/DL": 9, "UG/DL": 4} | MCG/DL | 8837 | 8837 | [9 empty] | 3023297
9813-7 | {"MCG/DL": 988, "UG/DL": 615} | MCG/DL | 8837 | 8837 | [9 empty] | 3025857
9816-0 | {} | [12 empty] | 3028371
9818-6 | {} | [12 empty] | 3010211
9820-2 | {} | [12 empty] | 3027604
9821-0 | {} | [12 empty] | 3028734
9825-1 | {} | [12 empty] | 3011423
9826-9 | {} | [12 empty] | 3014044
9828-5 | {"KU/L": 1} | KU/L | 8810 | 8810 | [9 empty] | 3023560
9830-1 | {"(CALC)": 195776, "RATIO": 1382, "CALC": 266, "RATIO UNITS": 208} | (CALC) | 8596 | 8596 | [9 empty] | 3011163
9832-7 | {"MG/DL": 5} | MG/DL | 8840 | 8840 | [9 empty] | 3009718
9833-5 | {"MG/DL": 5} | MG/DL | 8840 | 8840 | [9 empty] | 3023574
9834-3 | {"NG/ML": 163} | NG/ML | 8842 | 8842 | [9 empty] | 3019869
9835-0 | {"NG/ML": 5196} | NG/ML | 8842 | 8842 | [9 empty] | 3019789
9838-4 | {} | [12 empty] | 3003265
9842-6 | {"/LPF": 3475} | /LPF | 8765 | 8765 | [9 empty] | 3005658
9844-2 | {"IN": 1} | IN | 9330 | 9330 | [9 empty] | 3002784
98979-8 | {"ML/MIN/1.73M2": 56811, "ML/MIN/1.73": 15684, "ML/MIN/1.73 M2": 1, "ML/MIN": 1, "ML/MIN/SA": 1} | ML/MIN/1.73M2 | 9117 | 9117 | [9 empty] | 1619025
99062-2 | {"%": 7} | % | 8554 | 8554 | [9 empty] | 1989264
99127-3 | {} | [12 empty] | 1988925
99128-1 | {} | [12 empty] | 1988862
99129-9 | {} | [12 empty] | 1988515

## lab_group_units
var_abbrev | standard_unit | lab_type | lab_name | lab_abbrev
albumin_ur | mg/dL | ALBUMIN_UR | Urine Albumin | Urine Albumin
base_deficit | mmol/L | BASE_DEFICIT | Base Deficit | Base Deficit
base_excess | mmol/L | BASE_EXCESS | Base Excess | Base Excess
bilirubin_tot | mg/dL | BILIRUBIN_TOT | Total Billirubin | Total Billirubin
bun | mg/dL | BUN | Blood Urea Nitrogen | BUN
carboxyhem | % | CARBOXYHEM | CarboxyHemoglobin | CarboxyHemoglobin
gluurn | mg/dL | GLUCOSE_UR | Urine Glucose | Glucose UR
hct | % | HCT | Hematocrit | HCT
hgb | g/dL | HGB | Hemoglobin | HGB
hgbur | /HPF | HGB_UR | Urine Hemoglobin | HGB UR
lymphocytes | thou/uL | Lymphocytes | Lymphocytes | Lymphocytes
lymphocytes_per | % | Lymphocytes_per | Lymphocytes per 100 Leukocytes | /100WBC
methem | % | METHEM | Methyl Hemoglobin | METHEM
microalbumin_ur | mg/dL | MICROALBUMIN_UR | Urine Microalbumin | Microalbumin UR
mpv | fL | MPV | Mean Platelet Volume | MPV
neutrophils | thou/uL | Neutrophils | Neutrophils | Neutrophils
o2_saturation | % Saturation | O2SATA | Oxygen Saturation | O2 Sat
plt | thou/uL | PLT | Platelets | PLT
rbc | Million/uL | RBC | Red Blood Cell Count | RBC
rbc_mch | pg | MCH | Mean Corpuscular Hemoglobin | MCH
rbc_mchc | g/dL | MCHC | Mean Corpuscular Hemoglobin Concentration | HCHC
rbc_mcv | fL | MCV | Red Blood Cell Mean Cell Volume | RBC MCV
rbcur | /HPF | RBC_UR | Urine Red Blood Cell Count | RBC UR
rdw | % | RDW | Red Cell Distribution Width | RDW
serum_alanine | U/L | ALT | Serum Alanine Aminotransferase | ALT
serum_albumin | g/dL | ALBUMIN | Serum Albumin | Albumin
serum_anion_gap | mmol/L | Anion Gap | Serum Anion Gap | Anion Gap
serum_asparate | U/L | AST | Serum Aspartate Aminotransferase | AST
serum_band | % | Neutrophils_per_band | Serum Neutrophils per Band | Neutrophils per band
serum_bilirubin | mg/dL | BILIRUBIN_DIR | Serum Billirubin Direct | Bilirubin Direct
serum_ca | mg/dL | CALCIUM | Serum Calcium | Ca+
serum_cl | mmol/L | CHLORIDE | Serum Chloride | Cl-
serum_co2 | mmol/L | CO2 | Serum CO2 | CO2-
serum_co2_pp | mm Hg | PCO2A | Serum Partial Pressure of CO2 | CO2 pp
serum_creatinine | mg/dL | CREATININE | Serum Creatinine | sCr
serum_crp | mg/L | CRP | Serum C-Reactive Protein | CRP
serum_esr | mm/h | ESR | Serum Erythrocyte Sedimentation Rate | ESR
serum_glucose | mg/dL | GLUCOSE | Serum Glucose | Glucose
serum_hco3 | mmol/L | HCO3 | Serum Bicarbonate | HCO3-
serum_inr | INR | INR | Serum Prothrombin Time International Normalized Ratio | INR
serum_k | mmol/L | POTASSIUM | Serum Potassium | K+
serum_lactate | mmol/L | Lactate | Serum Lactate | Lactate
serum_na | mmol/L | SODIUM | Serum Sodium | Na+
serum_o2_pp | mm Hg | PO2A | Serum Partial Pressure of O2 | PO2A
serum_ph | pH | PHA | Serum pH | pHA
serum_tropi | ng/mL | TROPONIN_I | Serum Troponin I | Troponin I
serum_tropt | ng/mL | TROPONIN_T | Serum Troponin T | Troponin T
serum_uncr | Ratio | UNCR | Urine Protein Serum Creatinine Ratio | UNCR
uacr | mg/g Cr | UACR | Urine Creatinine | UACR
uap | mg/dL | UAP_cat | Urine Protein | UAP
umacr | mg/g Cr | UMACR | Microalbumin Creatinine Ratio | UMACR
wbc | thou/uL | WBC | White Blood Cell Count | WBC

## units
unit_source_value | assumed | source_unit_concept_id | source_unit_code | source_unit_name | source_numerator_type | source_numerator_multiplier | source_denominator_part_1_type | source_denominator_part_1_multiplier | source_denominator_part_2_type | source_denominator_part_2_multiplier | source_numerator_substance | source_denominator_part_1_substance | source_denominator_part_2_substance
#/HPF |  | 8786 | /[HPF] | per high power field | count | 1000 |  | 1
#/LPF |  | 8765 | /[LPF] | per low powered field | count | 1 |  | 1
% |  | 8554 | % | percent | percent | 1
% (CALC) |  | 44777555 | %{calc} | percent calculated | percent | 1 |  |  |  |  | CALC
% ACTIVITY |  | 8687 | %{activity} | percent activity | percent | 1 |  |  |  |  | ACTIVITY
% BASELINE |  | 8688 | %{baseline} | percent baseline | percent | 1 |  |  |  |  | BASELINE
% BINDING INHIB |  | 9218 | %{binding} | percent binding | percent | 1 |  |  |  |  | BINDING
% BY WT |  | 0
% CPRA |  | 8554 | % | percent | percent | 1
% EOS |  | 9222 | %{eos} | percent eosinophils | percent | 1 |  |  |  |  | EOS
% IGG (HEAD ONLY) |  | 8554 | % | percent | percent | 1
% INHIBIT |  | 4306184 | 419495008 | % inhib | count | 1
% INHIBITION |  | 8738 | %{inhibition} | percent inhibition | percent | 1 |  |  |  |  | INHIBITION
% LEUKOCYTES |  | 8554 | % | percent | percent | 1
% LYMPHOCYTES |  | 9228 | %{of'lymphos} | percent of lymphocytes | percent | 1 |  |  |  |  | OF LYMPHOS
% MUTATION |  | 8554 | % | percent | percent | 1
% NORMAL |  | 8648 | %{of'normal} | percent of normal | percent | 1 |  |  |  |  | OF NORMAL
% OF INHIBITION |  | 8738 | %{inhibition} | percent inhibition | percent | 1 |  |  |  |  | INHIBITION
% OF TOTAL |  | 8632 | %{tot} | percent total | percent | 1
% OF TOTAL HGB |  | 8737 | %{of'HGB} | percent hemoglobin | percent | 1 |  |  |  |  | OF HGB
% RELEASE |  | 8554 | % | percent | percent | 1
% SAT |  | 8728 | %{sat} | percent saturation | percent | 1 |  |  |  |  | SAT
% SATURATION |  | 8728 | %{sat} | percent saturation | percent | 1 |  |  |  |  | SAT
% WBC |  | 9229 | %{of'WBC} | percent of white blood cells | percent | 1 |  |  |  |  | OF WBC
%(CALC) |  | 44777555 | %{calc} | percent calculated | percent | 1 |  |  |  |  | CALC
%HB |  | 8737 | %{of'HGB} | percent hemoglobin | percent | 1 |  |  |  |  | OF HGB
%LEUKOCYTES |  | 8554 | % | percent | percent | 1
%MEAN NORMAL |  | 8604 | %{mean'normal} | percent mean normal | percent | 1 |  |  |  |  | MEAN NORMAL
%OF NORM |  | 8648 | %{of'normal} | percent of normal | percent | 1
%PCV |  | 8554 | % | percent | percent | 1
%SAT |  | 8728 | %{sat} | percent saturation | percent | 1 |  |  |  |  | SAT
%SATURATION |  | 8728 | %{sat} | percent saturation | percent | 1 |  |  |  |  | SAT
%T |  | 8632 | %{tot} | percent total | percent | 1 |  |  |  |  | TOT
%TOTAL HGB | should be equivalent | 8737 | %{of'HGB} | percent hemoglobin | percent | [6 empty] | Hemoglobin
%UPTAKE |  | 8649 | %{uptake} | percent uptake | percent | 1 |  |  |  |  | UPTAKE
(CALC) |  | 8596 | {calc} | calculated |  | 1 |  |  |  |  | CALC
* |  | -1
/100 |  | 9243 | /100 | per hundred | count | 1 | count | 100
/100 WBC |  | 9032 | /100.{WBC} | per 100 white blood cells | count | 1 |  | 100 |  |  |  | WBC
/100 WBC'S |  | 9032 | /100.{WBC} | per 100 white blood cells | count | 1 |  | 100 |  |  |  | WBC
/100(WBCS) |  | 9032 | /100.{WBC} | per 100 white blood cells | count | 1 | count | 100 |  |  |  | WBC
/100WBC |  | 9032 | /100.{WBC} | per 100 white blood cells | count | 1 |  | 100 |  |  |  | WBC
/HPF |  | 8786 | /[HPF] | per high power field | count | 1000
/LPF |  | 8765 | /[LPF] | per low powered field | count | 1 |  | 1
/MCL |  | 8647 | /uL | per microliter | count | 1 | volume | 1e-06
/ML |  | 9257 | /mL | per milliliter | count | 1 | volume | 0.001
/MM3 |  | 8785 | /mm3 | per cubic millimeter | count | 1 | volume | 1e-06
/UL |  | 8647 | /uL | per microliter | count | 1 | volume | 1e-06
[IU]/ML |  | 8985 | [iU]/mL | international unit per milliliter | unit | 1 | volume | 0.001
>= |  | -1
0 |  | -1
0.8 |  | -1
0MM |  | 8588 | mm | millimeter | distance | 0.001
1 |  | -1
1.0 |  | -1
1.010 |  | -1
1.020 |  | -1
10 |  | -1
10*3/MM3 |  | 8961 | 10*3/mm3 | thousand per cubic millimeter | count | 1000 | volume | 1e-06
10*3/UL |  | 8848 | 10*3/uL | thousand per microliter | count | 1000 | volume | 1e-06
10*6/MCL |  | 8815 | 10*6/uL | million per microliter | count | 1000000 | volume | 1e-06
10*6/MM3 |  | 8931 | 10*6/mm3 | million per cubic millimeter | count | 1000000 | volume | 1e-06
10*6/UL |  | 8815 | 10*6/uL | million per microliter | count | 1000000 | volume | 1e-06
10*9/L |  | 9444 | 10*9/L | billion per liter | count | 1000000000 | volume | 1
10^3/ML |  | 9436 | 10*3/mL | thousand per milliliter | count | 1000 | volume | 0.001
10^3/UL |  | 8848 | 10*3/uL | thousand per microliter | count | 1000 | volume | 1e-06
10^6/UL |  | 8815 | 10*6/uL | million per microliter | count | 1000000 | volume | 1e-06
1000/ML |  | 9436 | 10*3/mL | thousand per milliliter | count | 1000 | volume | 0.001
1000/MM |  | 8961 | 10*3/mm3 | thousand per cubic millimeter | count | 1000 | volume | 1e-06
10E3/UL |  | 8848 | 10*3/uL | thousand per microliter | count | 1000 | volume | 1e-06
10E6/UL |  | 8815 | 10*6/uL | million per microliter | count | 1000000 | volume | 1e-06
117 |  | -1
200ERY | assume erythrocyte, no exact match | 45744812 | {cells} | cells | count | 1
242MG/DL |  | 8840 | mg/dL | milligram per deciliter | mass | 0.001 | volume | 0.1
28.4 PT |  | -1 |  | Likely Error
300+++ |  | -1 |  | Likely Error
392 (H) |  | -1
3984047 |  | -1
4.1-6.1 |  | -1 |  | Likely Error
4.2-6.2 |  | -1
42 (H) |  | -1
5.6% |  | 8554 | % | percent | percent | 1
6.0 |  | -1
6.1 |  | -1
6.5 |  | -1
70LEU | equivalent | 45744812 | {cells} | cells | count | 1
AEG/ML |  | 9514 | g/mL | gram per milliliter | mass | 1 | volume | 0.001
AI |  | 8478 | {ai} | avidity index |  | 1 |  |  |  |  | AI
ANGSTROM |  | 9452 | Ang | Angstrom |  | 1
APL |  | 0 | No matching concept | No matching concept |  | 1
APL U/ML |  | 9156 | [APL'U]/mL | IgA phospholipid unit per milliliter | unit | 1 | volume | 0.001
APL UNITS |  | 9099 | [APL'U] | IgA phospholipid unit | unit | 1
APLU/ML |  | 9156 | [APL'U]/mL | IgA phospholipid unit per milliliter | unit | 1 | volume | 0.001 |  |  | APL
APL-U/ML |  | 9156 | [APL'U]/mL | IgA phospholipid unit per milliliter | unit | 1 | volume | 0.001 |  |  | APL
APS IGA |  | 8542 | [APS'U] | anti-phosphatidylserine IgA concentration (APS) unit | unit | 1
APS UNITS |  | 8542 | [APS'U] | anti-phosphatidylserine IgA concentration (APS) unit | unit | [5 empty] | APS
ARU |  | 0 | No matching concept | No matching concept |  | 1
ATP NG/ML |  | 8842 | ng/mL | nanogram per milliliter | mass | 1e-09 | volume | 0.001
AU |  | 45744811 | {AU} | allergenic unit |  | 1 |  |  |  |  | AU
AU/ML |  | 8763 | [U]/mL | unit per milliliter | unit | 1 | volume | 0.001
BANDS |  | 0 | No matching concept | No matching concept |  | 1
BASE PRU |  | 9388 | [PRU] | peripheral vascular resistance unit |  | 1
BETHESDA |  | 9161 | [beth'U] | Bethesda unit | unit | 1
BEU |  | 9161 | [beth'U] | Bethesda unit | unit | 1
BPM |  | 4118124 | 258983007 | beats/min | count | 1 | time | 1 |  | 60
BTU |  | 9161 | [beth'U] | Bethesda unit | unit | 1
BU |  | 9271 | [bu_us] | bushel (US) | unit | 1
C | could also be 100 | 586323 | Cel | degree Celsius | temperature | 1
CAE UNITS |  | 8510 | [U] | unit | unit | 1
CAEUNITS |  | 8510 | [U] | unit | unit | 1
CAG REPEATS |  | 0 | No matching concept | No matching concept |  | 1
CALC |  | 8596 | {calc} | calculated |  | 1 |  |  |  |  | CALC
CELL/UL |  | 8784 | {cells}/uL | cells per microliter | count | 1 | volume | 1e-06
CELLS/MCL |  | 8784 | {cells}/uL | cells per microliter | count | 1 | volume | 1e-06
CELLS/UL |  | 8784 | {cells}/uL | cells per microliter | count | 1 | volume | 1e-06 |  |  | CELLS
CGG REPEATS |  | 0 | No matching concept | No matching concept |  | 1
CGRAY |  | 32666 | cGy | centigray |  | 1
CM H2O |  | 44777590 | cm[H2O] | centimeter watercolumn | distance | 0.02
CMH2O |  | 44777590 | cm[H2O] | centimeter watercolumn | distance | 0.02
COI |  | -1
COPIES/ ML |  | 8799 | {copies}/mL | copies per milliliter | count | 1 | volume | 0.001 |  |  | COPIES
COPIES/100K WBC |  | 9032 | /100.{WBC} | per 100 white blood cells | count | 1 |  | 100 |  |  |  | WBC
COPIES/100KWBC |  | 9032 | /100.{WBC} | per 100 white blood cells | count | 1 |  | 100 |  |  |  | WBC
COPIES/ML |  | 8799 | {copies}/mL | copies per milliliter | count | 1 | volume | 0.001 |  |  | COPIES
CP |  | 8479 | cP | centipoise |  | 1
CP/ML |  | 8799 | {copies}/mL | copies per milliliter | count | 1 | volume | 0.001 |  |  | COPIES
CPM |  | 0 | No matching concept | No matching concept |  | 1
CPY/ML |  | 9257 | /mL | per milliliter | count | 1 | volume | 0.001
CU |  | 45744813 | {CU} | clinical unit | unit | 1 |  |  |  |  | CU
CU MICRON |  | 8583 | fL | FEMTOLITER | volume | 1e-15
CU MM |  | 8686 | mm3 | cubic millimeter | volume | 1e-06
CUMM |  | 8686 | mm3 | cubic millimeter | volume | 1e-06
DEG |  | 9484 | deg | degree |  | 1
DEGF |  | 9289 | [degF] | degree Fahrenheit | temperature
DEGREES |  | 9484 | deg | degree |  | 1
DEGREES C |  | 586323 | Cel | degree Celsius | temperature | 1
DEGREESC |  | 586323 | Cel | degree Celsius | temperature | 1
DL |  | 9486 | dL | deciliter | volume | 0.01
E.U / DL |  | 8829 | [EU]/dL | Ehrlich unit per deciliter | unit | 1 | volume | 0.01
E.U. /DL |  | 8829 | [EU]/dL | Ehrlich unit per deciliter | unit | 1 | volume | 0.1
E.U./ DL |  | 8829 | [EU]/dL | Ehrlich unit per deciliter | unit | 1 | volume | 0.1
E.U./DL |  | 8829 | [EU]/dL | Ehrlich unit per deciliter | unit | 1 | volume | 0.1
E.U.DL |  | 8829 | [EU]/dL | Ehrlich unit per deciliter | unit | 1 | volume | 0.1
E.U/ DL |  | 8829 | [EU]/dL | Ehrlich unit per deciliter | unit | 1 | volume | 0.01
E.U//DL |  | 8829 | [EU]/dL | Ehrlich unit per deciliter | unit | 1 | volume | 0.1
E.U/DL |  | 8829 | [EU]/dL | Ehrlich unit per deciliter | unit | 1 | volume | 0.1
E.U>/DL |  | 8829 | [EU]/dL | Ehrlich unit per deciliter | unit | 1 | volume | 0.1
EIA |  | 8556 | [EIA'U] | EIA unit | unit | 1
EIA UNITS |  | 8556 | [EIA'U] | EIA unit | unit | 1
ERY | assume erythrocyte, no exact match | 45744812 | {cells} | cells | count | 1
ERY/UL |  | 8712 | {ery}/uL | erythrocytes per microliter |  | 1 | volume | 1e-06 |  |  | ERY
EU |  | 8480 | [EU] | Ehrlich unit | unit | 1
EU PER DL |  | 8829 | [EU]/dL | Ehrlich unit per deciliter | unit | 1 | volume | 0.1
EU/DL |  | 8829 | [EU]/dL | Ehrlich unit per deciliter | unit | 1 | volume | 0.1
EU/ML |  | 8695 | [EU]/mL | Ehrlich unit per milliliter | unit | 1 | volume | 0.001
EV | seems odd | 9495 | eV | electronvolt | energy | 1.602e-19
F |  | 8517 | F | Farad |  | 1
FASTING |  | -1 |  | Likely Error
FBS |  | -1 |  | Likely Error
FIU |  | 44777563 | [FiU] | fluorescence intensity unit | unit | 1
FL |  | 8583 | fL | femtoliter | volume | 1e-15
FT |  | 4118332 | 259051005 | ft | distance | 0.3048
G |  | 8504 | g | gram | mass | 1
G UNITS |  | 8504 | g | gram | mass | 1
G/% (G/DL) | assume equivalent | 8713 | g/dL | gram per deciliter | mass | 1 | volume | 0.01
G//DL |  | 8713 | g/dL | gram per deciliter | mass | 1 | volume | 0.1
G/24 H |  | 8807 | g/(24.h) | gram per 24 hours | mass | 1 | time | 86400
G/24 HR |  | 8807 | g/(24.h) | gram per 24 hours | mass | 1 | time | 86400
G/24H |  | 8807 | g/(24.h) | gram per 24 hours | mass | 1 | time | 86400
G/24HR |  | 8807 | g/(24.h) | gram per 24 hours | mass | 1 | time | 86400
G/5 H |  | 8791 | g/(5.h) | gram per 5 hours | mass | 1 | time | 18000
G/8 H |  | 0 | No matching concept | No matching concept | mass | 1 | time | 28800
G/D |  | 8807 | g/(24.h) | gram per 24 hours | mass | 1 | time | 86400
G/DL |  | 8713 | g/dL | gram per deciliter | mass | 1 | volume | 0.1
G/DL (CALC) |  | 8950 | g/dL{calc} | gram per deciliter calculated | mass | 1 | volume | 0.1 |  |  |  | CALC
G/DL(%) |  | 8713 | g/dL | gram per deciliter | mass | 1 | volume | 0.1
G/DL(CALC) |  | 8950 | g/dL{calc} | gram per deciliter calculated | mass | 1 | volume | 0.1 |  |  |  | CALC
G/KG/24 HR |  | 0 | No matching concept | No matching concept | mass | 1 | mass | 1000 | time | 86400
G/L |  | 8636 | g/L | gram per liter | mass | 1 | volume | 1
GM/DL |  | 8713 | g/dL | gram per deciliter | mass | 1 | volume | 0.1
GPI IGA UNITS |  | 9099 | [APL'U] | IgA phospholipid unit | unit | 1
GPI IGG UNITS |  | 9100 | [GPL'U] | IgG phospholipid unit | unit | 1
GPI IGM UNITS |  | 9101 | [MPL'U] | IgM phospholipid unit | unit | 1
GPIIGGUNITS |  | 8610 | [GPI'IgG'U] | beta-2 GPI IgG Ab unit | unit | 1 |  |  |  |  | GPIIGG
GPIIGMUNITS |  | 8611 | [GPI'IgM'U] | beta-2 GPI IgM Ab unit | unit | 1
GPL |  | 9100 | [GPL'U] | IgG phospholipid unit | unit | 1
GPL U/ML |  | 9157 | [GPL'U]/mL | IgG phospholipid unit per milliliter | unit | 1 | volume | 0.001
GPL UNITS |  | 9100 | [GPL'U] | IgG phospholipid unit | unit | 1
GPLU/ML |  | 9157 | [GPL'U]/mL | IgG phospholipid unit per milliliter | unit | 1 | volume | 0.001
GPL-U/ML |  | 9157 | [GPL'U]/mL | IgG phospholipid unit per milliliter | unit | 1 | volume | 0.001 |  |  | GPL
GPS |  | 8487 | [GPS'U] | anti-phosphatidylserine IgG concentration (GPS) unit | unit | 1
GPS IGG |  | 8487 | [GPS'U] | anti-phosphatidylserine IgG concentration (GPS) unit | unit | 1
H |  | 8505 | h | hour | time | 3600
HOURS |  | 8505 | h | hour | time | 3600
HPA | type A should be F | 8786 | /[HPF] | per high power field | count | 1000
HPF |  | 8786 | /[HPF] | per high power field | count | 1000 |  | 1
HR |  | 8505 | h | hour | time | 3600
HRS |  | 8505 | h | hour | time | 3600
I.V. |  | -1 |  | Likely Error
IN |  | 9330 | [in_us] | inch (US) | distance | 0.0254
INCHES |  | 9330 | [in_us] | inch (US) | distance | 0.0254
INDEX |  | -1 | No matching concept | No matching concept
INDEX VALUE |  | -1 |  | Likely Error
INDEX_VAL |  | -1
INDEXVALUE |  | 0
INR |  | 0 | No matching concept | No matching concept |  | 1
INTERPRETATION |  | 0
INTLUNIT/ML |  | 8985 | [iU]/mL | international unit per milliliter | unit | 1 | volume | 0.001
INTUNIT/L |  | 8923 | [iU]/L | international unit per liter | unit | 1 | volume | 1
INTUNIT/ML |  | 8985 | [iU]/mL | international unit per milliliter | unit | 1 | volume | 0.001
ISR |  | 8488 | {ISR} | immune status ratio |  | 1 |  |  |  |  | ISR
IU |  | 8718 | [iU] | international unit | unit | 1
IU/G HB |  | 9107 | [iU]/g{HGB} | International Unit per gram of hemoglobin | unit | 1 | mass | 1 |  |  |  | HGB
IU/L |  | 8923 | [iU]/L | international unit per liter | unit | 1 | volume | 1
IU/ML |  | 8985 | [iU]/mL | international unit per milliliter | unit | 1 | volume | 0.001
IV |  | 0 | No matching concept | No matching concept |  | 1
JDF |  | 0 | No matching concept | No matching concept |  | 1
JDF UNITS |  | 8510 | [U] | unit | unit | 1
K PARTICLES/UL |  | 8848 | 10*3/uL | thousand per microliter | count | 1000 | volume | 1e-06
K/?L | ? | 0
K/CMM |  | 8961 | 10*3/mm3 | thousand per cubic millimeter | count | 1000 | volume | 1e-06
K/MCL |  | 8848 | 10*3/uL | thousand per microliter | count | 1000 | volume | 1e-06
K/MM3 |  | 8961 | 10*3/mm3 | thousand per cubic millimeter | count | 1000 | volume | 1e-06
K/UL |  | 8848 | 10*3/uL | thousand per microliter | count | 1000 | volume | 1e-06
KD/SC |  | 0 | No matching concept | No matching concept |  | 1
KU/L |  | 8810 | 10*3.[U]/L | kilounit per liter | unit | 1000 | volume | 1
L/DAY |  | 8857 | L/(24.h) | liter per 24 hours | volume | 1 | time | 86400
L/MIN |  | 8698 | L/min | liter per minute | volume | 1 | time | 60
LABC |  | 0
LABCORP 008342 |  | -1 |  | Likely Error
LB |  | 4124425 | 258693003 | lb | mass | 453.592
LBS |  | 4124425 | 258693003 | lb | mass | 453.592
LEU/UL |  | 8784 | {cells}/uL | cells per microliter | count | 1 | volume | 1e-06 |  |  | CELLS
LEUK/MCL | equivalent | 8784 | {cells}/uL | cells per microliter | count | 1 | volume | 1e-06
LI |  | 8519 | L | liter | volume | 1
LITERS |  | 8519 | L | liter | volume | 1
LIV |  | 44777565 | [LIV] | lyme index value |  | 1
LOG |  | 0 | No matching concept | No matching concept |  | 1
LOG (CELLS/ML) |  | 44777605 | lg({cells})/mL | log cells per milliliter | count | 1 | volume | 0.001 |  |  | CELLS
LOG CELLS/ML |  | 44777605 | lg({cells})/mL | log cells per milliliter | count | 1 | volume | 0.001 |  |  | CELLS
LOG COPIES/ML |  | 8873 | lg({copies})/mL | log copies per milliliter | count | 1 | volume | 0.001 |  |  | COPIES
LOG CPS/ML |  | 44777605 | lg({cells})/mL | log cells per milliliter | count | 1 | volume | 0.001 |  |  | CELLS
LOG CPY/ML |  | 8873 | lg({copies})/mL | log copies per milliliter | count | 1 | volume | 0.001 |  |  | COPIES
LOG IU |  | 0 | No matching concept | No matching concept |  | 1
LOG IU/ML |  | 9084 | lg([iU])/mL | log international unit per milliliter | unit | 1 | volume | 0.001
LOG REDUCTION |  | 8623 | lg({reduction}) | log reduction |  | 1 |  |  |  |  | REDUCTION
LOG10 COPY/ML |  | 8873 | lg({copies})/mL | log copies per milliliter | count | 1 | volume | 0.001 |  |  | COPIES
LOG10 IU/ML |  | 9084 | lg([iU])/mL | log international unit per milliliter | unit | 1 | volume | 0.001
LOG10COPY/ML |  | 8873 | lg({copies})/mL | log copies per milliliter | count | 1 | volume | 0.001 |  |  | COPIES
LOG10IU/ML |  | 9084 | lg([iU])/mL | log international unit per milliliter | unit | 1 | volume | 0.001
LOGIU/ML |  | 9084 | lg([iU])/mL | log international unit per milliliter | unit | 1 | volume | 0.001
LPF |  | 8765 | /[LPF] | per low powered field | count | 1 |  | 1
LU30 |  | 0 | No matching concept | No matching concept |  | 1
M UNITS |  | 9689 | 10*6.[U] | Million unit | unit | 1000000
M/CMM |  | 8931 | 10*6/mm3 | million per cubic millimeter | count | 1000000 | volume | 1e-06
M/MB | ? | 0
M/MCL |  | 8815 | 10*6/uL | million per microliter | count | 1000000 | volume | 1e-06
M/MM3 |  | 8931 | 10*6/mm3 | million per cubic millimeter | count | 1000000 | volume | 1e-06
M/UL |  | 8815 | 10*6/uL | million per microliter | count | 1000000 | volume | 1e-06
MABS |  | 0 | No matching concept | No matching concept |  | 1
MCG EQ/ML |  | 9046 | ug{eq}/mL | microgram equivalent per milliliter | mass | 1e-06 | volume | 0.001 |  |  | EQ
MCG/24 H |  | 8906 | ug/(24.h) | microgram per 24 hours | mass | 1e-06 | time | 86400
MCG/24H |  | 8906 | ug/(24.h) | microgram per 24 hours | mass | 1e-06 | time | 86400
MCG/24HR |  | 8906 | ug/(24.h) | microgram per 24 hours | mass | 1e-06 | time | 86400
MCG/DL |  | 8837 | ug/dL | microgram per deciliter | mass | 1e-06 | volume | 0.1
MCG/DL (CALC) |  | 8837 | ug/dL | microgram per deciliter | mass | 1e-06 | volume | 0.1
MCG/G |  | 8720 | ug/g | microgram per gram | mass | 1e-06 | mass | 1
MCG/G CR |  | 9014 | ug/g{creat} | microgram per gram of creatinine | mass | 1e-06 | mass | 1 |  |  |  | CREAT
MCG/G CREAT |  | 9014 | ug/g{creat} | microgram per gram of creatinine | mass | 1e-06 | mass | 1 |  |  |  | CREAT
MCG/L |  | 8748 | ug/L | microgram per liter | mass | 1e-06 | volume | 1
MCG/MG |  | 8838 | ug/mg | microgram per milligram | mass | 1e-06 | mass | 0.001
MCG/MG CR |  | 9072 | ug/mg{creat} | microgram per milligram of creatinine | mass | 1e-06 | mass | 0.001 |  |  |  | Creatinine
MCG/MG CREAT |  | 9072 | ug/mg{creat} | microgram per milligram of creatinine | mass | 1e-06 | mass | 0.001 |  |  |  | CREAT
MCG/MIN |  | 8774 | ug/min | microgram per minute | mass | 1e-06 | time | 60
MCG/ML |  | 8859 | ug/mL | microgram per milliliter | mass | 1e-06 | volume | 0.001
MCG/ML FEU |  | 8989 | ug{FEU}/mL | microgram of fibrinogen equivalent unit per milliliter | mass | 1e-06 | volume | 0.001 |  |  | FEU
MCG/SPEC |  | 9657 | ug/{spec} | microgram per specimen | mass | 1e-06 |  | 1 |  |  |  | SPEC
MCINTUNIT/ML |  | 9093 | 10*-6.[iU]/mL | micro-international unit per milliliter | unit | 1e-06 | volume | 0.001
MCIU/ML |  | 9093 | 10*-6.[iU]/mL | micro-international unit per milliliter | unit | 1e-06 | volume | 0.001
MCMOL/L |  | 8749 | umol/L | micromole per liter | mole | 1e-06 | volume | 1
MD/DL |  | 8840 | mg/dL | milligram per deciliter | mass | 0.001 | volume | 0.1
MEQ/24 HR |  | 44777582 | 10*-3.eq/(24.h) | milliequivalent per 24 hours | equivalent | 0.001 | time | 86400
MEQ/DAY |  | 44777582 | 10*-3.eq/(24.h) | milliequivalent per 24 hours | equivalent | 0.001 | time | 86400
MEQ/L |  | 9557 | 10*-3.eq/L | milliequivalent per liter | equivalent | 0.001 | volume | 1
METERS SQ |  | 8617 | m2 | square meter | area | 1
MG |  | 8576 | mg | milligram | mass | 0.001
MG HGB EQ/G |  | 0 | No matching concept | No matching concept
MG.DL |  | 8840 | mg/dL | milligram per deciliter | mass | 0.001 | volume | 0.1
MG/24 H |  | 8909 | mg/(24.h) | milligram per 24 hours | mass | 0.001 | time | 86400
MG/24 HR |  | 8909 | mg/(24.h) | milligram per 24 hours | mass | 0.001 | time | 86400
MG/24 HR/KG |  | 0 | No matching concept | No matching concept | mass | 0.001 | time | 86400 | mass | 1000
MG/24 HRS |  | 8909 | mg/(24.h) | milligram per 24 hours | mass | 0.001 | time | 86400
MG/24H |  | 8909 | mg/(24.h) | milligram per 24 hours | mass | 0.001 | time | 86400
MG/24HR |  | 8909 | mg/(24.h) | milligram per 24 hours | mass | 0.001 | time | 86400
MG/24HRS |  | 8807 | g/(24.h) | gram per 24 hours | mass | 1 | time | 86400
MG/8 H |  | 0 | No matching concept | No matching concept | mass | 0.001 | time | 28800
MG/D |  | 8909 | mg/(24.h) | milligram per 24 hours | mass | 0.001 | time | 86400
MG/DAY |  | 8909 | mg/(24.h) | milligram per 24 hours | mass | 0.001 | time | 86400
MG/DL |  | 8840 | mg/dL | milligram per deciliter | mass | 0.001 | volume | 0.1
MG/DL (CALC) |  | 9028 | mg/dL{calc} | milligram per deciliter calculated | mass | 0.001 | volume | 0.1 |  |  |  | CALC
MG/DL ADULT |  | 8840 | mg/dL | milligram per deciliter | mass | 0.001 | volume | 0.1
MG/DL CALC |  | 9028 | mg/dL{calc} | milligram per deciliter calculated | mass | 0.001 | volume | 0.1 |  |  |  | CALC
MG/DL(CALC) |  | 9028 | mg/dL{calc} | milligram per deciliter calculated | mass | 0.001 | volume | 0.1 |  |  |  | CALC
MG/G |  | 8723 | mg/g | milligram per gram | mass | 0.001 | mass | 1
MG/G CR |  | 9017 | mg/g{creat} | milligram per gram of creatinine | mass | 0.001 | mass | 1 |  |  |  | Creatinine
MG/G CREAT |  | 9017 | mg/g{creat} | milligram per gram of creatinine | mass | 0.001 | mass | 1 |  |  |  | CREAT
MG/G CREATININE |  | 9017 | mg/g{creat} | milligram per gram of creatinine | mass | 0.001 | mass | 1 |  |  |  | CREAT
MG/G OF CREAT |  | 9017 | mg/g{creat} | milligram per gram of creatinine | mass | 0.001 | mass | 1 |  |  |  | CREAT
MG/G OF CREATININE |  | 9017 | mg/g{creat} | milligram per gram of creatinine | mass | 0.001 | mass | 1 |  |  |  | CREAT
MG/GCR |  | 9017 | mg/g{creat} | milligram per gram of creatinine | mass | 0.001 | mass | 1 |  |  |  | CREAT
MG/GCREAT |  | 9017 | mg/g{creat} | milligram per gram of creatinine | mass | 0.001 | mass | 1 |  |  |  | CREAT
MG/GCREATININE |  | 9017 | mg/g{creat} | milligram per gram of creatinine | mass | 0.001 | mass | 1 |  |  |  | CREAT
MG/GOFCREATININE |  | 9017 | mg/g{creat} | milligram per gram of creatinine | mass | 0.001 | mass | 1 |  |  |  | CREAT
MG/L |  | 8751 | mg/L | milligram per liter | mass | 0.001 | volume | 1
MG/L (FEU) |  | 44777663 | mg{FEU}/L | milligram of fibrinogen equivalent unit per liter | mass | 0.001 | volume | 1 |  |  | FEU
MG/L FEU |  | 44777663 | mg{FEU}/L | milligram of fibrinogen equivalent unit per liter | mass | 0.001 | volume | 1 |  |  | FEU
MG/MG CREAT |  | 9074 | mg/mg{creat} | milligram per milligram of creatinine | mass | 0.001 | mass | 0.001 |  |  |  | CREAT
MG/ML |  | 8861 | mg/mL | milligram per milliliter | mass | 0.001 | volume | 0.001
MG/MMOL |  | 44777612 | mg/mmol | milligram per millimole | mass | 0.001 | mole | 0.001
MIL/MCL |  | 8815 | 10*6/uL | million per microliter | count | 1000000 | volume | 1e-06
MIL/MM3 |  | 8931 | 10*6/mm3 | million per cubic millimeter | count | 1000000 | volume | 1e-06
MIL/UL |  | 8815 | 10*6/uL | million per microliter | count | 1000000 | volume | 1e-06
MILL/CU MM |  | 8931 | 10*6/mm3 | million per cubic millimeter | count | 1000000 | volume | 1e-06
MILL/MM3 |  | 8815 | 10*6/uL | million per microliter | count | 1000000 | volume | 1e-06
MILL/UL |  | 8815 | 10*6/uL | million per microliter | count | 1000000 | volume | 1e-06
MILLION/MCL |  | 8815 | 10*6/uL | million per microliter | count | 1000000 | volume | 1e-06
MILLION/MICROLITER |  | 8815 | 10*6/uL | million per microliter | count | 1000000 | volume | 1e-06
MILLION/ML |  | 8816 | 10*6/mL | million per milliliter | count | 1000000 | volume | 0.001
MILLION/UL |  | 8815 | 10*6/uL | million per microliter | count | 1000000 | volume | 1e-06
MIN |  | 8550 | min | minute | time | 60
MINTUNIT/ML |  | 9093 | 10*-6.[iU]/mL | micro-international unit per milliliter | unit | 1e-06 | volume | 0.001
MIU/L |  | 9040 | 10*-3.[iU]/L | milli-international unit per liter | unit | 0.001 | volume | 1
MIU/ML |  | 9550 | 10*-3.[iU]/mL | milli-international unit per milliliter | unit | 0.001 | volume | 0.001
ML |  | 8587 | mL | milliliter | volume | 0.001
ML O2/DL% | assume equivalent | 9570 | mL/dL | milliliter per deciliter | volume | 0.001 | volume | 0.01
ML/24 H |  | 8930 | mL/(24.h) | milliliter per 24 hours | volume | 0.001 | time | 86400
ML/24 HR |  | 8930 | mL/(24.h) | milliliter per 24 hours | volume | 0.001 | time | 86400
ML/DL |  | 9570 | mL/dL | milliliter per deciliter | volume | 0.001 | volume | 0.1
ML/MIN |  | 8795 | mL/min | milliliter per minute | volume | 0.001 | time | 60
ML/MIN/1.7 |  | 9117 | mL/min/1.73.m2 | milliliter per minute per 1.73 square meter | volume | 0.001 | time | 60 | area | 1.73
ML/MIN/1.73 |  | 9117 | mL/min/1.73.m2 | milliliter per minute per 1.73 square meter | volume | 0.001 | time | 60 | area | 1.73
ML/MIN/1.73 M2 |  | 9117 | mL/min/1.73.m2 | milliliter per minute per 1.73 square meter | volume | 0.001 | time | 60 | area | 1.73
ML/MIN/1.73M*2 |  | 9117 | mL/min/1.73.m2 | milliliter per minute per 1.73 square meter | volume | 0.001 | time | 60 | area | 1.73
ML/MIN/1.73M2 |  | 9117 | mL/min/1.73.m2 | milliliter per minute per 1.73 square meter | volume | 0.001 | time | 60 | area | 1.73
ML/MIN/1.7M2 |  | 9117 | mL/min/1.73.m2 | milliliter per minute per 1.73 square meter | volume | 0.001 | time | 60 | area | 1.73
ML/MIN/BSA |  | 0 | No matching concept | No matching concept | volume | 0.001 | time | 60 | area | 1
ML/MIN/SA | assume equivalent | 8795 | mL/min | milliliter per minute | volume | 0.001 | time | 60
ML/MN/1.73M2 |  | 9117 | mL/min/1.73.m2 | milliliter per minute per 1.73 square meter | volume | 0.001 | time | 60 | area | 1.73
MLU/ML |  | 9550 | 10*-3.[iU]/mL | milli-international unit per milliliter | unit | 0.001 | volume | 0.001
MM |  | 8588 | mm | millimeter | distance | 0.001
MM HG |  | 8876 | mm[Hg] | millimeter mercury column | distance | 0.001
MM/H |  | 8752 | mm/h | millimeter per hour | distance | 0.001 | time | 3600
MM/HR |  | 8752 | mm/h | millimeter per hour | distance | 0.001 | time | 3600
MMHG |  | 8876 | mm[Hg] | millimeter mercury column | distance | 0.001
MMOL/24 H |  | 8910 | mmol/(24.h) | millimole per 24 hours | mole | 0.001 | time | 86400
MMOL/24 HR |  | 8910 | mmol/(24.h) | millimole per 24 hours | mole | 0.001 | time | 86400
MMOL/24H |  | 8807 | g/(24.h) | gram per 24 hours | mass | 1 | time | 86400
MMOL/24HR |  | 8910 | mmol/(24.h) | millimole per 24 hours | mole | 0.001 | time | 86400
MMOL/24HRS |  | 8910 | mmol/(24.h) | millimole per 24 hours | mole | 0.001 | time | 86400
MMOL/D |  | 8910 | mmol/(24.h) | millimole per 24 hours | mole | 0.001 | time | 86400
MMOL/DAY |  | 8910 | mmol/(24.h) | millimole per 24 hours | mole | 0.001 | time | 86400
MMOL/G CREAT |  | 9576 | mmol/g | millimole per gram | mole | 0.001 | mass | 1
MMOL/L |  | 8753 | mmol/L | millimole per liter | mole | 0.001 | volume | 1
MMOL/L (CALC) | equivalent | 8753 | mmol/L | millimole per liter | mole | 0.001 | volume | 1
MMOL/MOL CREAT |  | 9019 | mmol/mol{creat} | millimole per mole of creatinine | mole | 0.001 | mole | 1 |  |  |  | CREAT
MMOL/MOL CRT |  | 9019 | mmol/mol{creat} | millimole per mole of creatinine | mole | 0.001 | mole | 1 |  |  |  | CREAT
MMOL/MOLCREAT |  | 9019 | mmol/mol{creat} | millimole per mole of creatinine | mole | 0.001 | mole | 1 |  |  |  | Creatinine
MMOL/SPEC |  | 44777615 | mmol/{spec} | millimole per specimen | mole | 0.001 |  | 1 |  |  |  | SPEC
MMOL\L |  | 8753 | mmol/L | millimole per liter | mole | 1e-06 | volume | 1
MMOLL |  | 9573 | mmol | millimole | mole | 0.001
MOLAR |  | 9584 | mol | mole | mole | 1
MOM |  | 8494 | {MOM} | multiple of the median |  | 1 |  |  |  |  | MOM
MOSM |  | 8605 | mosm | milliosmole | osmols | 0.001
MOSM/K | assume k is kg | 8862 | mosm/kg | milliosmole per kilogram | mole | 0.001 | mass | 1000
MOSM/KG |  | 8862 | mosm/kg | milliosmole per kilogram | osmols | 0.001 | mass | 1000
MOSMOL/KG |  | 8862 | mosm/kg | milliosmole per kilogram | osmols | 0.001 | mass | 1000
MPL |  | 0 | No matching concept | No matching concept |  | 1
MPL U/ML |  | 8763 | [U]/mL | unit per milliliter | unit | 1 | volume | 0.001
MPL UNITS |  | 9101 | [MPL'U] | IgM phospholipid unit | unit | 1
MPLU/ML |  | 9158 | [MPL'U]/mL | IgM phospholipid unit per milliliter | unit | 1 | volume | 0.001
MPL-U/ML |  | 9158 | [MPL'U]/mL | IgM phospholipid unit per milliliter | unit | 1 | volume | 0.001 |  |  | MPL
MPS |  | 8495 | [MPS'U] | anti-phosphatidylserine IgM concentration (MPS) unit | unit | 1
MPS IGM |  | 8495 | [MPS'U] | anti-phosphatidylserine IgM concentration (MPS) unit | unit | 1
MS |  | 9593 | ms | millisecond | time | 1000
MU/G |  | 9594 | 10*-3.[U]/g | milliunit per gram | unit | 0.001 | mass | 1
MU/G HB |  | 9595 | 10*-3.[U]/g{HGB} | milliunit per gram of hemoglobin | unit | 0.001 | mass | 1 |  |  |  | HGB
MU/ML |  | 8719 | 10*-3.[U]/mL | milliunit per milliliter | unit | 0.001 | volume | 0.001
NCN |  | 0 | No matching concept | No matching concept |  | 1
NEG |  | 8840 | mg/dL | milligram per deciliter | mass | 0.001 | volume | 0.1
NEGATIVE |  | -1
NET CPM |  | 0 | No matching concept | No matching concept |  | 1
NG/24 HR |  | 44777624 | ng/(24.h) | nanogram per 24 hours | mass | 1e-09 | time | 86400
NG/24 HRS |  | 44777624 | ng/(24.h) | nanogram per 24 hours | mass | 1e-09 | time | 86400
NG/DL |  | 8817 | ng/dL | nanogram per deciliter | mass | 1e-09 | volume | 0.1
NG/DL PER NG/ML/HR | picked one | 9020 | ng/mL/h | nanogram per milliliter and hour | mass | 1e-09 | volume | 0.001 | time | 3600
NG/L |  | 8725 | ng/L | nanogram per liter | mass | 1e-09 | volume | 1
NG/MG CR |  | 44777625 | ng/mg{creat} | nanogram per milligram of creatinine | mass | 1e-09 | mass | 0.001 |  |  |  | Creatinine
NG/MG CREAT |  | 44777625 | ng/mg{creat} | nanogram per milligram of creatinine | mass | 1e-09 | mass | 0.001 |  |  |  | Creatinine
NG/ML |  | 8842 | ng/mL | nanogram per milliliter | mass | 1e-09 | volume | 0.001
NG/ML ATP |  | 8842 | ng/mL | nanogram per milliliter | mass | 1e-09 | volume | 0.001
NG/ML RBC |  | 9113 | ng/mL{RBC} | nanogram per milliliter of red blood cells | mass | 1e-09 | volume | 0.001 |  |  |  | RBC
NG/ML/H |  | 9020 | ng/mL/h | nanogram per milliliter and hour | mass | 1e-09 | volume | 0.001 | time | 3600
NG/ML/HR |  | 9020 | ng/mL/h | nanogram per milliliter and hour | mass | 1e-09 | volume | 0.001 | time | 3600
NG'ML |  | 8842 | ng/mL | nanogram per milliliter | mass | 1e-09 | volume | 0.001
NGMLHR |  | 9020 | ng/mL/h | nanogram per milliliter and hour | mass | 1e-09 | volume | 0.001 | time | 3600
NM |  | 9607 | nmol | nanomole | mole | 1e-09
NM BCE |  | 8665 | nmol{BColl}eq | nanomole of bone collagen equivalent | mole | 1e-09 |  |  |  |  | BCOLL
NM BCE/MM CR |  | 9114 | nmol{BColl}eq/mmol{creat} | nanomole of bone collagen equivalent per millimole of creatinine | mole | 1e-09 | mole | 0.001 |  |  | BCOLL | CREAT
NM BCE/MM CREAT |  | 9114 | nmol{BColl}eq/mmol{creat} | nanomole of bone collagen equivalent per millimole of creatinine | mole | 1e-09 | mole | 0.001 |  |  | BCOLL | CREAT
NMOL BCE |  | 8665 | nmol{BColl}eq | nanomole of bone collagen equivalent | mole | 1e-09 |  |  |  |  | BCOLL
NMOL/D |  | 44777627 | nmol/(24.h) | nanomole per 24 hours | mole | 1e-09 | time | 86400
NMOL/H/MG HB | mass not specific to hemoglobin | 8993 | nmol/h/mg | nanomole per hour and milligram | mole | 1e-09 | time | 3600 | mass | 0.001 |  |  | Hemoglobin
NMOL/HR/MG |  | 8993 | nmol/h/mg | nanomole per hour and milligram | mole | 1e-09 | time | 3600 | mass | 0.001
NMOL/HR/MG PRT |  | 9145 | ng/h/mg{tot'prot} | nanogram per hour per milligram of total protein | mass | 1e-09 | time | 3600 | mass | 0.001 |  |  | TOT PROT
NMOL/HR/ML RBC |  | 44777632 | nmol/h/mL{RBC} | nanomole per hour and milliliter red blood cells | mole | 1e-09 | time | 3600 | volume | 0.001 |  |  | RBC
NMOL/L |  | 8736 | nmol/L | nanomole per liter | mole | 1e-09 | volume | 1
NMOL/L/SEC | assume equivalent | 8955 | nmol/s/L | nanomole per second and liter | mole | 1e-09 | time | 1 | volume | 1
NMOL/MIN/MG |  | 0 | No matching concept | No matching concept | mole | 1e-09 | time | 60 | mass | 0.001
NMOL/MIN/ML |  | 44777635 | nmol/min/mL | nanomole per minute and milliliter | mole | 1e-09 | time | 60 | volume | 0.001
NMOL/ML |  | 8843 | nmol/mL | nanomole per milliliter | mole | 1e-09 | volume | 0.001
NMOL/ML/MIN |  | 44777635 | nmol/min/mL | nanomole per minute and milliliter | mole | 1e-09 | time | 60 | volume | 0.001
NMOL/PUNCH/H | assumed volume is ul | 0 | No matching concept | No matching concept | mole | 1 | unit | 1 | time | 3600
NMOLES/HR/ML |  | 44777631 | nmol/h/mL | nanomole per hour and milliliter | mole | 1e-09 | volume | 1e-06
NO PREFERRED UNIT |  | -1 | No matching concept | No matching concept |  | 1
NOI |  | 0 | No matching concept | No matching concept |  | 1
NONE |  | 0 | No matching concept | No matching concept |  | 1
NOT REPORTED |  | 0 | No matching concept | No matching concept |  | 1
NU/ML |  | 9445 | 10*9/mL | billion per milliliter | count | 1000000000 | volume | 0.001
O.D |  | 8589 | [OD'ratio] | O.D. ratio |  | 1
OD |  | 8589 | [OD'ratio] | O.D. ratio |  | 1
OD RATIO |  | 8589 | [OD'ratio] | O.D. ratio |  | 1
PATTERN |  | -1 |  | Likely Error
PER 100 WBCS |  | 9032 | /100.{WBC} | per 100 white blood cells | count | 1 |  | 100 |  |  |  | WBC
PER HPF |  | 8786 | /[HPF] | per high power field | count | 1000 |  | 1
PER LPF |  | 8765 | /[LPF] | per low powered field | count | 1 |  | 1
PG |  | 8564 | pg | picogram | mass | 1e-12
PG/DL |  | 8820 | pg/dL | picogram per deciliter | mass | 1e-12 | volume | 0.1
PG/MG CREAT |  | 0 | No matching concept | No matching concept | mass | 1e-12 | mass | 0.001 |  |  |  | creatinine
PG/ML |  | 8845 | pg/mL | picogram per milliliter | mass | 1e-12 | volume | 0.001
PG/RBC |  | 8704 | pg/{cell} | picogram per cell | mass | 1e-12 |  | 1 |  |  |  | CELL
PG/UL |  | 44777638 | pg/uL | picogram per microliter | mass | 1e-12 | volume | 1e-06
PH UNITS |  | 8482 | pH | pH |  | 1
PMOL/8X 10E8 |  | 9148 | pmol/8.10*8.{RBC} | picomole per eight times 10 to the 8th red blood cells | mole | 1e-12 |  | 810000000 |  |  |  | RBC
PMOL/8X10(8)RBC |  | 9148 | pmol/8.10*8.{RBC} | picomole per eight times 10 to the 8th red blood cells | mole | 1e-12 |  | 810000000 |  |  |  | RBC
PMOL/H/PUNCH |  | 0 | No matching concept | No matching concept | mole | 1e-12 | time | 3600 | unit | 1
PMOL/HR/PUNCH |  | 0 | No matching concept | No matching concept | mole | 1e-12 | time | 3600 | unit | 1
PMOL/HR/UL |  | 0 | No matching concept | No matching concept | mole | 1e-12 | time | 3600 | volume | 1e-06
PMOL/L |  | 8729 | pmol/L | picomole per liter | mole | 1e-12 | volume | 1
PMOL/ML |  | 9632 | pmol/mL | picomole per milliliter | mole | 1e-12 | volume | 0.001
PMOLE/8X10E8RBC |  | 9148 | pmol/8.10*8.{RBC} | picomole per eight times 10 to the 8th red blood cells | mole | 1e-12 |  | 810000000 |  |  |  | RBC
PPB |  | 8703 | [ppb] | parts per billion | partsper | 1000000000
PPM |  | 9387 | [ppm] | parts per million | partsper | 1000000
PRU |  | 9388 | [PRU] | peripheral vascular resistance unit |  | 1
RATIO |  | 8523 | {ratio} | ratio |  | 1 |  |  |  |  | RATIO
RATIO UNITS |  | 8606 | [ratio'U] | ratio unit | unit | 1
RBS | assume RBC, no exact match | 45744812 | {cells} | cells | count | 1
REL TO H2O |  | 44777572 | {relative'to'H2O} | relative to H2O |  | 2 |  |  |  |  | RELATIVE TO H2O
REL.SALINE |  | 44777573 | {relative'to'saline} | relative to saline |  | 1 |  |  |  |  | RELATIVE TO SALINE
RELATIVE OD |  | 8589 | [OD'ratio] | O.D. ratio |  | 1
RU/ML |  | 0 | No matching concept | No matching concept | unit | 1 | volume | 0.001
S |  | 8555 | s | second | time | 1
S/CO |  | 8779 | {signal}/[{CO'ratio}] | signal to cutoff ratio |  | 1 |  | 1 |  |  | SIGNAL | CO RATIO
S/CO RATIO |  | 8779 | {signal}/[{CO'ratio}] | signal to cutoff ratio |  | 1 |  | 1 |  |  | SIGNAL | CO RATIO
S/CORATIO |  | 8779 | {signal}/[{CO'ratio}] | signal to cutoff ratio |  | 1 |  | 1 |  |  | SIGNAL | CO RATIO
SAU |  | 0 | No matching concept | No matching concept |  | 1
SCORE |  | 44777566 | [score] | score |  | 1
SD |  | 0 | No matching concept | No matching concept |  | 1
SEC |  | 8555 | s | second | time | 1
SEC. |  | 8555 | s | second | time | 1
SECOND(S) |  | 8555 | s | second | time | 1
SECONDS |  | 8555 | s | second | time | 1
SECS |  | 8555 | s | second | time | 1
SECS. |  | 8555 | s | second | time | 1
SGU |  | 0 | No matching concept | No matching concept |  | 1
SGU U/ML |  | 8763 | [U]/mL | unit per milliliter | unit | 1 | volume | 0.001
SGUU/ML |  | 8763 | [U]/mL | unit per milliliter | unit | 1 | volume | 0.001
SI |  | 0 | No matching concept | No matching concept |  | 1
SMALL |  | 0
SMU |  | 0 | No matching concept | No matching concept |  | 1
SMU U/ML |  | 8763 | [U]/mL | unit per milliliter | unit | 1 | volume | 0.001
SMUU/ML |  | 8763 | [U]/mL | unit per milliliter | unit | 1 | volume | 0.001
SU |  | 0 | No matching concept | No matching concept |  | 1
TH/MM3 |  | 8961 | 10*3/mm3 | thousand per cubic millimeter | count | 1000 | volume | 1e-06
TH/UL | assume TH is thousand | 8848 | 10*3/uL | thousand per microliter | count | 1000 | volume | 1e-06
THO/MM3 |  | 8961 | 10*3/mm3 | thousand per cubic millimeter | count | 1000 | volume | 1e-06
THO/UL |  | 8848 | 10*3/uL | thousand per microliter | count | 1000 | volume | 1e-06
THOU /CU MM |  | 8961 | 10*3/mm3 | thousand per cubic millimeter | count | 1000 | volume | 1e-06
THOU/ CU MM |  | 8848 | 10*3/uL | thousand per microliter | count | 1000 | volume | 1e-06
THOU/CU MM |  | 8848 | 10*3/uL | thousand per microliter | count | 1000 | volume | 1e-06
THOU/CUMM |  | 8961 | 10*3/mm3 | thousand per cubic millimeter | count | 1000 | volume | 1e-06
THOU/MCL |  | 8848 | 10*3/uL | thousand per microliter | count | 1000 | volume | 1e-06
THOU/MM3 |  | 8961 | 10*3/mm3 | thousand per cubic millimeter | count | 1000 | volume | 1e-06
THOUSAND/MICROLITER |  | 8848 | 10*3/uL | thousand per microliter | count | 1000 | volume | 1e-06
THOUSAND/UL |  | 8848 | 10*3/uL | thousand per microliter | count | 1000 | volume | 1e-06
TIMES AVG. |  | 8628 | {times'avg} | times average |  | 1 |  |  |  |  | TIMES AVG
TITER |  | 8525 | {titer} | titer |  | 1 |  |  |  |  | TITER
TRACE |  | -1
TU |  | 9415 | [todd'U] | Todd unit | unit | 1
U |  | 8510 | [U] | unit | unit | 1
U/10E12 RBC |  | 9031 | [U]/10*12.{RBC} | unit per billion red blood cells | unit | 1 |  | 1000000000000 |  |  |  | RBC
U/G |  | 8629 | [U]/g | unit per gram | unit | 1 | mass | 1
U/G CREAT |  | 8915 | [U]/g{creat} | unit per gram of creatinine | unit | 1 | mass | 1 |  |  |  | Creatinine
U/G HB |  | 9651 | [U]/g{HGB} | unit per gram of hemoglobin | unit | 1 | mass | 1 |  |  |  | HGB
U/G HGB |  | 9651 | [U]/g{HGB} | unit per gram of hemoglobin | unit | 1 | mass | 1 |  |  |  | HGB
U/GHB |  | 9651 | [U]/g{HGB} | unit per gram of hemoglobin | unit | 1 | mass | 1 |  |  |  | Hemoglobin
U/L |  | 8645 | [U]/L | unit per liter | unit | 1 | volume | 1
U/ML |  | 8763 | [U]/mL | unit per milliliter | unit | 1 | volume | 0.001
UG ELAST./G |  | 8720 | ug/g | microgram per gram | mass | 1e-06 | mass | 1
UG EQ/ML |  | 9046 | ug{eq}/mL | microgram equivalent per milliliter | mass | 1e-06 | volume | 0.001 |  |  | EQ
UG FEU/ML |  | 8989 | ug{FEU}/mL | microgram of fibrinogen equivalent unit per milliliter | mass | 1e-06 | volume | 0.001 |  |  | FEU
UG/24 H |  | 8906 | ug/(24.h) | microgram per 24 hours | mass | 1e-06 | time | 86400
UG/24 HR |  | 8906 | ug/(24.h) | microgram per 24 hours | mass | 1e-06 | time | 86400
UG/24HR |  | 8906 | ug/(24.h) | microgram per 24 hours | mass | 1e-06 | time | 86400
UG/D |  | 8906 | ug/(24.h) | microgram per 24 hours | mass | 1e-06 | time | 86400
UG/DL |  | 8837 | ug/dL | microgram per deciliter | mass | 1e-06 | volume | 0.1
UG/G |  | 8720 | ug/g | microgram per gram | mass | 1e-06 | mass | 1
UG/G CREAT |  | 9014 | ug/g{creat} | microgram per gram of creatinine | mass | 1e-06 | mass | 1 |  |  |  | CREAT
UG/G CRT |  | 9014 | ug/g{creat} | microgram per gram of creatinine | mass | 1e-06 | mass | 1 |  |  |  | CREAT
UG/GCR |  | 9014 | ug/g{creat} | microgram per gram of creatinine | mass | 1e-06 | mass | 1 |  |  |  | CREAT
UG/L |  | 8748 | ug/L | microgram per liter | mass | 1e-06 | volume | 1
UG/MG CREAT |  | 9072 | ug/mg{creat} | microgram per milligram of creatinine | mass | 1e-06 | mass | 0.001 |  |  |  | CREAT
UG/MGCREAT |  | 9072 | ug/mg{creat} | microgram per milligram of creatinine | mass | 1e-06 | mass | 0.001 |  |  |  | Creatinine
UG/MIN |  | 8774 | ug/min | microgram per minute | mass | 1e-06 | time | 60
UG/ML |  | 8859 | ug/mL | microgram per milliliter | mass | 1e-06 | volume | 0.001
UG/ML (G) |  | 8859 | ug/mL | microgram per milliliter | mass | 1e-06 | volume | 0.001
UG/ML (FEU) |  | 8989 | ug{FEU}/mL | microgram of fibrinogen equivalent unit per milliliter | mass | 1e-06 | volume | 0.001 |  |  | FEU
UG/ML(FEU) |  | 8990 | ug/mL{FEU} | Microgram per milliliter of FEU | mass | 1e-06 | volume | 0.001 |  |  |  | FEU
UG/ML(G) |  | 8859 | ug/mL | microgram per milliliter | mass | 1e-06 | volume | 0.001
UGELAST./G |  | 8629 | [U]/g | unit per gram | unit | 1 | mass | 1
UI/ML |  | 8985 | [iU]/mL | international unit per milliliter | unit | 1 | volume | 0.001
UIU/ML |  | 9093 | 10*-6.[iU]/mL | micro-international unit per milliliter | unit | 1e-06 | volume | 0.001
UL |  | 9665 | uL | microliter | volume | 1e-06
UM | assume M is meter, but could be mole | 9666 | um | micrometer | distance | 1e-09
UMOL/24 H |  | 8907 | umol/(24.h) | micromole per 24 hours | mole | 1e-06 | time | 86400
UMOL/D |  | 8907 | umol/(24.h) | micromole per 24 hours | mole | 1e-06 | time | 86400
UMOL/G CR |  | 4117651 | 258917000 | Micromole per gram of creatinine | mole | 1e-06 | mass | 1
UMOL/G CRT |  | 9015 | umol/g{creat} | micromole per gram of creatinine | mole | 1e-06 | mass | 1 |  |  |  | CREAT
UMOL/L |  | 8749 | umol/L | micromole per liter | mole | 1e-06 | volume | 1
UMOL/MMOL CR |  | 9073 | umol/mmol{creat} | micromole per millimole of creatinine | mole | 1e-06 | mole | 0.001 |  |  |  | CREAT
UMOL/MOL CRT |  | 9675 | umol/mol{creat} | micromole per mole of creatinine | mole | 1e-06 | mole | 1 |  |  |  | CREAT
UMOL/MOL HEME |  | 44777657 | umol/mol{HGB} | micromole per mole of hemoglobin | mole | 1e-06 | mole | 1 |  |  |  | HGB
UNIT |  | 8510 | [U] | unit | unit | 1
UNIT/L |  | 8645 | [U]/L | unit per liter | unit | 1 | volume | 1
UNIT/ML |  | 8763 | [U]/mL | unit per milliliter | unit | 1 | volume | 0.001
UNITS |  | 8510 | [U] | unit | unit | 1
UNITS/L |  | 8645 | [U]/L | unit per liter | unit | 1 | volume | 1
UNITS/ML |  | 8763 | [U]/mL | unit per milliliter | unit | 1 | volume | 0.001
UNITS/ML RBC |  | 9083 | [U]/mL{RBC} | unit per milliliter of red blood cells | unit | 1 | volume | 0.001 |  |  |  | RBC
UNITS/MLRBC |  | 9083 | [U]/mL{RBC} | unit per milliliter of red blood cells | unit | 1 | volume | 0.001 |  |  |  | RBC
UU/ML |  | 8860 | 10*-6.[U]/mL | microunit per milliliter | unit | 1e-06 | volume | 0.001
UUG | assume microgram | 9655 | ug | microgram | mass | 1e-06
VOL % |  | 9234 | %{vol} | volume percent | percent | 1 |  |  |  |  | VOL
VOL% |  | 9234 | %{vol} | volume percent | percent | 1 |  |  |  |  | VOL
WEEK |  | 8511 | wk | week | time | 604800
WEEKS |  | 8511 | wk | week | time | 604800
WK |  | 8511 | wk | week | time | 604800
X 10 3 |  | 8566 | 10*3 | thousand | count | 1000
X 10 3/UL |  | 8848 | 10*3/uL | thousand per microliter | count | 1000 | volume | 1e-06
X 10 6/UL |  | 8815 | 10*6/uL | million per microliter | count | 1000000 | volume | 1e-06
X10 |  | 8848 | 10*3/uL | thousand per microliter | count | 1000 | volume | 1e-06
X10 3/MM3 |  | 8961 | 10*3/mm3 | thousand per cubic millimeter | count | 1000 | volume | 1e-06
X10 3/UL |  | 8848 | 10*3/uL | thousand per microliter | count | 1000 | volume | 1e-06
X10 6/MM3 |  | 8931 | 10*6/mm3 | million per cubic millimeter | count | 1000000 | volume | 1e-06
X10(3)/UL |  | 8848 | 10*3/uL | thousand per microliter | count | 1000 | volume | 1e-06
X10(6)/UL |  | 8815 | 10*6/uL | million per microliter | count | 1000000 | volume | 1e-06
X10*6/L |  | 9442 | 10*6/L | million per liter | count | 1000000 | volume | 1
X1000/MCL |  | 8848 | 10*3/uL | thousand per microliter | count | 1000 | volume | 1e-06
X1000000/MCL |  | 8815 | 10*6/uL | million per microliter | count | 1000000 | volume | 1e-06
X10-3/UL |  | 8938 | 10*-3/uL | thousandth per microliter | count | 0.001 | volume | 1e-06
X10-6/UL |  | 8815 | 10*6/uL | million per microliter | count | 1000000 | volume | 1e-06
X10E12/L |  | 8734 | 10*12/L | trillion per liter | count | 1000000000000 | volume | 1
X10E3/MCL |  | 8848 | 10*3/uL | thousand per microliter | count | 1000 | volume | 1e-06
X10E3/UL |  | 8848 | 10*3/uL | thousand per microliter | count | 1000 | volume | 1e-06
X10E6/ML |  | 8816 | 10*6/mL | million per milliliter | count | 1000000 | volume | 0.001
X10E6/UL |  | 8815 | 10*6/uL | million per microliter | count | 1000000 | volume | 1e-06
YEARS |  | 9448 | a | year | time | 220298400
YR |  | 9448 | a | year | time | 220298400
ZZ |  | 0
CU MIC. |  | 9628 | pL | picoliter | volume | 1e-12
MG N/DL | Not specific | 8840 | mg/dL | milligram per deciliter | mass | 0.001 | volume | 0.01
1000/CU MM |  | 8961 | 10*3/mm3 | thousand per cubic millimeter | count | 1000 | volume | 1e-06
T-UPTAKE UNITS |  | 0
MG% |  | 0
/CU MM |  | 8686 | mm3 | cubic millimeter | volume | 1e-06
TODD U |  | 9415 | [todd'U] | Todd unit | unit | 1
U/G OF HGB |  | 9651 | [U]/g{HGB} | unit per gram of hemoglobin | unit | 1 | mass | 1 | HGB
IU/DL |  | 9332 | [iU]/dL | international unit per deciliter | unit | 1 | volume | 0.01
MINUTES |  | 8550 | min | minute
0-200 IU |  | 8718 | [iU] | international unit | unit | 1
GENOMES/100K LYM |  | 0
DILUTION |  | -1
SD ABOVE MEA |  | -1
GPS U/ML |  | 8831 | [GPS'U]/mL | anti-phosphatidylserine IgG concentration (GPS) unit per milliliter | unit | 1 | volume | 0.001
MPS U/ML |  | 8836 | [MPS'U]/mL | anti-phosphatidylserine IgM concentration (MPS) unit per milliliter | unit | 1 | volume | 0.001
U/DL |  | 44777568 | [U]/dL | unit per deciliter | unit | 1 | volume | 0.01
10E6 EQ/ML |  | 9440 | 10*6.eq/mL | megaequivalent per milliliter | equivalent | 1000000 | volume | 0.001
MILL/ML |  | 8816 | 10*6/mL | million per milliliter | count | 1000000 | volume | 0.001
KG |  | 9529 | kg | kilogram | mass | 1000
MLS |  | 8587 | mL | milliliter | volume | 0.001
FMOL BND/MG |  | 9500 | fmol/mg | femtomole per milligram | mole | 1e-15 | mass | 0.001
BETHESDA U |  | 9161 | [beth'U] | Bethesda unit | unit | 1
% FLOURESENCE | equivalent | 8554 | % | percent | percent | 1
IU/G HGB |  | 9334 | [iU]/g{HBG} | international unit per gram of hemoglobin | unit | 1 | mass | 1
U/HR |  | 8630 | [U]/h | unit per hour | unit | 1 | time | 3600
% HEMOLYSIS |  | 9226 | %{hemolysis} | percent hemolysis | percent | 1
MCL |  | 9665 | uL | microliter | volume | 1e-06
LAP UNITS | not specific | 8510 | [U] | unit | unit | 1
% OF LYMPHOCYTES |  | 9228 | %{of'lymphos} | percent of lymphocytes | percent | 1
% NORM THROM | Not specific | 8648 | %{of'normal} | percent of normal | percent | 1
% OF NORMAL |  | 8648 | %{of'normal} | percent of normal | percent | 1
BU/ML |  | 44777562 | [beth'U]/mL | Bethesda unit per milliliter | unit | 1 | volume | 0.001
U/24 HR |  | 44777567 | [U]/(24.h) | unit per 24 hours | unit | 1 | time | 86400
MCG/MG CREA |  | 9072 | ug/mg{creat} | microgram per milligram of creatinine | mass | 1e-06 | mass | 0.001 | creatinine
U/G PROT | equivalent? | 8979 | [U]/g{tot'prot} | unit per gram of total protein | unit | 1 | mass | 1
EHRL U/2HR |  | 710217 | [EU]/(24.h) | Ehrlich unit per 24 hours | unit | 1 | time | 86400
CC |  | 44777662 | cm3 | cubic centimeter | volume | 0.001
LOG10 COPIES/ML | equivalent? | 8873 | lg({copies})/mL | log copies per milliliter | count | 1 | volume | 0.001
G/5 HR |  | 8791 | g/(5.h) | gram per 5 hours | mass | 1 | time | 18000
% NORMAL FORMS |  | 8648 | %{of'normal} | percent of normal | percent | 1
% AT 60 MIN |  | 8800 | %{at'60'min} | percent at 60 minutes | percent | 1 | time | 3600
20201 |  | -1
20102 |  | -1
NMOL/G DRY WT. |  | 44777648 | umol/g{dry'wt} | micromole per gram of dry weight | mole | 1e-09 | mass | 1
USP U/ML | Not specific | 8763 | [U]/mL | unit per milliliter | unit | 1 | volume | 0.001
KUA/L |  | 44777579 | 10*3.[UA]/L | thousand allergen-specific IgE antibody units per liter | unit | 1000 | volume | 1000

## Sheet1
39 | CU MIC.
51 | MG N/DL
58 | 1000/CU MM
1136 | T-UPTAKE UNITS
1142 | MG%
1159 | /CU MM
1194 | TODD U
1195 | U/G OF HGB
3031 | IU/DL
3048 | MINUTES
3052 | 0-200 IU
3053 | GENOMES/100K LYM
3061 | DILUTION
3063 | SD ABOVE MEA
3066 | GPS U/ML
3067 | MPS U/ML
3068 | U/DL
3069 | U/G OF HGB
3072 | 10E6 EQ/ML
3099 | GPS U/ML
3100 | MPS U/ML
3101 | MILL/ML
3102 | KG
3106 | MLS
3110 | FMOL BND/MG
4203 | BETHESDA U
4204 | % FLOURESENCE
4245 | IU/G HGB
4282 | U/DL
4300 | GENOMES/100K LYM
4783 | U/HR
4810 | % HEMOLYSIS
4920 | None
5106 | MCL
5111 | LAP UNITS
5258 | % OF LYMPHOCYTES
5820 | % NORM THROM
5821 | % OF NORMAL
7526 | KG
7760 | BU/ML
9381 | MILL/ML
9388 | U/24 HR
9860 | MCG/MG CREA
12645 | U/G PROT
16266 | EHRL U/2HR
20403 | CC
25833 | LOG10 COPIES/ML
28230 | G/5 HR
34949 | % NORMAL FORMS
34950 | % AT 60 MIN
38206 | 20201
38207 | 20102
40302 | NMOL/G DRY WT.
41572 | MINUTES
43468 | USP U/ML
43562 | KUA/L

## standards
entity_type | entity_standard
mass | gram
volume | Liter
energy | Joule
count | N/A
unit | unit
time | second